## Inventory
OEM | Part Number | Description | Condition | Item Category | Qty Avail
3M | EPS300-1/2-48" BK | EPS-300 adhesive lined, 3:1 ratio, flexible Polyolefin Heat Shrink Tubing. Size 1/2". Priced per stick. Black | New | Ancillary | 2
AC Data | PR1XXA-07 | Transient Voltage Surge Suppressor 120VAC 50/60HZ 400V | New | Ancillary | 1
ADC | DR-19 | 56 Termination Front Cross Connect Panel | New | Ancillary | 1
ADC | FL200 | Fiber Optic Patchbay Mount Kit | Used | Ancillary | 1
Adtran | 1180435L4 | Adapter Cable quad RS-232HD to DB25 | New | Ancillary | 1
Alcatel-Lucent | 3CC58001AA | Pole Mount for ODU or coupler, Non-Integrated Antenna Configuration | New | Ancillary | 2
Alcatel-Lucent | 967-0500-003 | MDR8000 Laptop Tray | Un-Used | Ancillary | 4
Alcatel-Lucent | 849143987 | GPS 26DB Gain L1 Antenna 1575.5 MHZ | Used | Ancillary | 2
Alcatel-Newbridge | 90-3669-03 | 3600 Power Tray 48VDC | Used | Ancillary | 3
Alpha Technologies | 0260005-010 | MMOE Cabinet | Used | Ancillary | 1
Andrew | 089-080444-022 | CPR90F-UG39 Spacer/Adapter | Un-Used | Ancillary | 1
Andrew | 45594-163A | 163D Series Connector Hardware Kit | Un-Used | Ancillary | 1
Andrew | 55219-137 | CPR 137 Hardware kits for attaching Flex to ODU | Un-Used | Ancillary | 1
Andrew | 89-80442-015 | CPRG137 x CMR137 Adapter, 2.375 in. | Un-Used | Ancillary | 2
Andrew | 89-80442-027 | CPRG137 x CMR137 Adapter, 1.75 in. | Un-Used | Ancillary | 1
Andrew | C-10-CPUSE-N | Coupler: 10 db Directional Coupler | Un-Used | Ancillary | 1
Andrew | C-10-CPUSE-N | 10 dB, Directional Coupler, 698–2700 MHz | Used | Ancillary | 11
Andrew | E15S08P77 | Diplexer: Crossband Coupler, PCS/AWS, AISG compatible, aka: ECC1920-VPUB | Used | Ancillary | 1
Andrew | MD-S6 | Ice Shield for 6 ft Microwave Antenna | Used | Ancillary | 1
Andrew | MT050-81015 | Dehydrator 5.0 psig 115/230VAC 19" Rackmount | Used | Ancillary | 1
Andrew | RF100298 | Fan Assembly for MSA-850-135 | Used | Ancillary | 2
Belden | A0321776 | Universal BIX-PAC, 10-10, 10 RJ21X Female to 10 QCBIX1A Connectors | Un-Used | Ancillary | 3
Burndy | HSC12FR | Heatshrink Tubing: Clear Heatshrink tubing 1/2", Price/Ft | New | Ancillary | 996
Burndy | YA6CL-2TC14E2 | Lug: TERMINAL LUG, #6 | New | Ancillary | 18
Burndy | YAV10-2TC10 | 2 HOLE COMPR FLEX LUG STD BRL 14-10 AWG 10 BOLT 5/8 CENTER INSP HOLE | New | Ancillary | 100
Bussmann | FUSE-TPC-20 | FUSE, TPC 20 AMP | Un-Used | Ancillary | 6
Bussmann | 408342541 | SW-170H3027 PUSHBUT 2A SINGLE POLE, BUSSMAN | Used | Ancillary | 3
Carrier Access | ADIT600-BracketChassis | Bracket for the ADIT600 Chassis | Used | Ancillary | 2
Cellular Specialties, inc. | CS10-443-410 | RF Repeater: CSI DSP LTE 1:1 1/2W Amplifier | New | Ancillary | 1
Cellular Specialties, inc. | CS10-443-410 | RF Repeater: CSI DSP LTE 1:1 1/2W Amplifier | Used | Ancillary | 1
Cellular Specialties, inc. | CSI-SPD2/700-2.7K/N | Combiner: 700-2700 MHz 2-Way Combiner/ Power Divider, N-Female Conns | Used | Ancillary | 2
Chatsworth | 10559-500 | Kit: CABLE MGMT BRACKET 6" STAND-OFF TIE BRACKET ALUM CLEAR | New | Ancillary | 10
Cisco | ACS-3900RM-19= | 23" Rack Mount Kit 3925 3945 ISR | Un-Used | Ancillary | 1
Clearcomm | CCRA-132 | Combiner Tray, 19-Inch x 1RU HIGH band, SMA Connectors | New | Ancillary | 2
Coastcom | LTC-3PN | Keeper 3.5V 350mAH Lithium Battery | New | Ancillary | 1
Commscope | CBC1923T-4310 | Twin Diplexer PCS/AWS+WCS, DC block, 4.3-10 | Un-Used | Ancillary | 3
Commscope | 320000102725 | MOD D RF Cable TX0/RX0 Bay D | Used | Ancillary | 26
Commscope | 7160545-0001 | NODE C 843 RF ENHANCER CDMA 824-849/869-894MHZ | Used | Ancillary | 2
Commscope | 7610413-02 | ION-B Crossband Coupler 698-787MHz/806-2155MH Diplexer | Used | Ancillary | 2
Commscope | ATC : FMT-DTR070U20-S24B | FMT Fiber Termination/Splice Panel, with sliding tray, 24 SC/UPC, singlemode, 1RU, 19 in, black | Used | Ancillary | 1
Commscope | F4CT-F9A-JF-10 | Quad Fiber Jack Connector, 10M | Used | Ancillary | 1
Corning | LDIE4P06-A9-3RH6Z0 | LDC pigtailed housing LDC-001 | Used | Ancillary | 1
DPS Telecom | D-PK-NG864-12009 | Netguardian 864A Monitor 64 Alarm points | Used | Ancillary | 2
Efratom | 13716 | GPS TIME STD MODEL 13716 MOTOROLA SIMULCAST SYSTEM | Used | Ancillary | 1
Ericsson | NTM1010429/1 | SET OF MATERIALS/WALL-MOUNTED,SUPPORT | New | Ancillary | 26
Ericsson | NTM2012426 | SEALING SET TXX | Un-Used | Ancillary | 2
Ericsson | RPT899271/1 | 1/4" N CONN (m) | Un-Used | Ancillary | 7
Ericsson | SXK1091973/2 | Dual ERS Bracket Assembly | Un-Used | Ancillary | 5
Ericsson | SXK1098604/1 | FRU Subrack | Un-Used | Ancillary | 4
Ericsson | BKV106135/1 | Fan Unit for SUP 6601 v2 (1/BFL901009/4) | Used | Ancillary | 7
Ericsson | KRE1012082/1 | GPS Antenna 26DBi + Bracket | Used | Ancillary | 1
Ericsson | KRY1011946 | 1x2 way active GPS splitter | Used | Ancillary | 1
Ericsson | NFT30459/2 | EF-114210-01 -48 VDC OVERVOLTAGE ARRESTER SURGE PROTECTION | Used | Ancillary | 31
Ericsson | NGC90145 | GPS SURGE ARRESTOR FREQUENCY 698-2700MHZ | Used | Ancillary | 24
Ericsson | NTLK73AAE5 | PDT, FAN TRAY, 48V | Used | Ancillary | 11
Ericsson | NTM1010429/1 | SET OF MATERIALS/WALL-MOUNTED,SUPPORT | Used | Ancillary | 2
Ericsson | SXK1251457/1 | Bracket for SCU | Used | Ancillary | 25
Figaro USA | SR-4 | Durable socket for 800-series sensors | New | Ancillary | 4
Flash Technologies | 11000014592 | 3611-4 IR FASH CONTROLLER A0 DB | Used | Ancillary | 2
Flash Technologies | 11000015453 | 3611-5 IR FASH CONTROLLER A0 DB | Used | Ancillary | 4
GE Digital Energy - MDS | PL19D416725G4 | Remote Keying Controller Shelf | Used | Ancillary | 1
Generic | 6-32x1/4-FLAT-HEAD-SCREWS/100 | 6-32 x 1/4" Flat Head Socket Cap Screws, Black Oxide, Full Thread, Qty (100) Pack | New | Ancillary | 1
Generic | CALC | Service for CALC for racks | Used | Ancillary | 1
Generic | PR1XXA | Transient Voltage Surge Suppressor 120VAC 50/60HZ 400V | Used | Ancillary | 4
IBM Systems | LF-D291BK | 4.7GB DVD RAM 50P SCSI (BLACK) | Used | Ancillary | 5
Instock Wireless | GPS400 | GPS Splitter: 4-Way, GPS/GLONASS/Galileo Signal Splitter, N-Type Female (Jack) Connectors, 1-2 GHz, 20 Watts, RoHS. DC pass one (1) port; DC block three (3) ports with internal 200 ohm load | New | Ancillary | 1
Instock Wireless | PD1120 | RF Power Divider, Combiner, Splitter 2 Way, SMA Female (Jack), 0.698-2.700 GHz, 40 W | Un-Used | Ancillary | 99
Kaelus | TBC0026F1V51-1 | 700/850/PCS-AWS TRIPLEXER, OUTDOOR, Single Unit, port 1 -698-798, port 2 824-894, port 3 1710-2170, DC Switch | Used | Ancillary | 6
Kaelus | TMA2066F00V1-1 | AWS/1900 DUAL BAND TWIN TMA WITH AISG2.0 | Used | Ancillary | 3
Kaelus | TMA2071F00V1-1 | Dual Band 1900/850 Twin TMA AISG | Used | Ancillary | 1
Kathrein | 78210500 | Hybrid Combiner, 806–960 MHz, 3-port, 7/16 DIN | Used | Ancillary | 3
Kathrein/Scala | 86010149 | Remote Electrical Tilt, ControllerS, AISG 2.0, 10 - 30 V, RS-485A/B | Used | Ancillary | 1
Kentrox | RMB-1 | Block Module: Remote Smart Alarm Block- Wall Mount, for RMX-3200 | Used | Ancillary | 1
Lucent | KS-24563-L15 | Fan Tray Unit | Used | Ancillary | 1
MDS | 03-4123A13 | 9710 mounting bracket package of 2 brackets and screws | Un-Used | Ancillary | 7
MECA | 401-11 | RF Terminator 7/16 DIN Male, 2 Watt | New | Ancillary | 3
MECA | 401-11 | RF Terminator 7/16 DIN Male, 2 Watt | Un-Used | Ancillary | 194
Metal-Tech Partners | CTBK-6-G | 6" Cable Tie, Gray. 02106-01 | New | Ancillary | 48
Metal-Tech Partners | RRFP-19-1 | Kit: 19" RR Filler Plates - 1 Mount Space Kit | New | Ancillary | 5
Metal-Tech Partners | RRFP-23-1 | Kit: 23 RR Filler Plates - 1 Mount Space Kit | New | Ancillary | 8
Metal-Tech Partners | RRGB-19 | Kit: 12-HOLE COPPER GROUND BAR KIT 19 W/TAPPED HOLES ROHS: | New | Ancillary | 2
Metal-Tech Partners | RRSP-1 | Hardware: 1RU 19" to 23" Extender Bracket | New | Ancillary | 3
Metal-Tech Partners | UEF-JUNC-KIT | Unequal Flange Bay Junction Kit. Hardware to join two adjacent racks together for 19" or 23" | New | Ancillary | 1
Metal-Tech Partners | UFNWO7-0-19-EIA-BL | Equipment Rack: Network Open Bay, 7'x19", Blue | New | Ancillary | 1
Misc | 8-32x1/4-Pan-100 | 100-Pack, #8-32 X 1/4" Pan Head Phillips Zinc SEMS Lock Washer Machine Screws | Un-Used | Ancillary | 1
Misc | 273820Screwset | Screw Set Kit for FLATPACK2 POWER SHELF, 4 POS. DC/DC | Used | Ancillary | 2
Mobile Access | RIU-BDAC-CELL | BTS Conditioner: BDA Conditioner for Cellular | Used | Ancillary | 1
Motorola | WB2907B | Surge Protectors | New | Ancillary | 4
Motorola | CLN1685E | Environmental System Alarm Panel | Used | Ancillary | 1
Newmar | 24-48-8RM | DC-DC converter, 24-48, 8 Amps | New | Ancillary | 2
Newton | 40410331 | Cable Bracket Kit 4" for Equipment Rack LT Gray | New | Ancillary | 168
Newton | 46160300 | 19" Seismic UFER Isolation Pad | New | Ancillary | 11
Newton | 46170131 | End Guard Cover Kit Seismic Uffixed Type - 7'-0" | New | Ancillary | 18
Newton | 2105290430 | Cable Bracket 6x 2 11/6, TE Gray | New | Ancillary | 20
Newton | 2221710000 | 23" Seismic Universal Isolation Pad | New | Ancillary | 8
Newton | 2231720031 | Seismic Steel Relay Rack 7’x19" (UFER Isolation pad needs to be ordered separately) | New | Ancillary | 11
Nidec | B33534-33A | Fan: 24 VDC, 130 CFM, 4050 RPM, 119x38 mm, with Tachometer option (2 pulses per revolution), used in Powerwave MCPA | New | Ancillary | 2
Nortel | A0346832 | Air Filter PE-5X cc 403977234 | Un-Used | Ancillary | 7
Nortel | NTRY10BA | BASE VSE RNC9K SHELF | Used | Ancillary | 1
Ortronics | OR-PHD5E2148 | 2U HIGH-DENSITY PATCH PANEL, (48) RJ45, (8) RJ21, CAT 5E | Used | Ancillary | 1
Panasonic | CCAH32ST04 | VIC100 Series GPS Antenna | Used | Ancillary | 1
Panduit | PEB1 | Rack Adapter 1RU 19-23" (Ships as Pair) | New | Ancillary | 1
Polyphaser | DGXZ+06NFNF-A | Surge Suppressor: PATH DEVICE 800-2.5 GHZ N-F/N-F | Un-Used | Ancillary | 3
Polyphaser | IS-50NX-C2 | Flange mounted, dc block, Single Transmitter Coaxial lightning Protection for 125 MHz to 1 GHz with N Female Connectors | Un-Used | Ancillary | 1
Polyphaser | J1 | BronzeTransition Clamp, designed to ground Polyphaser to zinc galvanized towers with 1/2" to 1-1/3" diameter legs | Un-Used | Ancillary | 2
Polyphaser | J2 | BronzeTransition Clamp, designed to ground Polyphaser to zinc galvanized towers with 1-1/2" to 2-1/4" diameter legs | Un-Used | Ancillary | 2
Powerwave | K129/121 | WDM fiber DIN | Used | Ancillary | 2
Raycap | RTMDC-5634-PF-48 | Surge Protection Device | Un-Used | Ancillary | 2
RFL Electronics | 107495 | IMUX2000 MA490 Network Interface card | Used | Ancillary | 5
RFL Electronics | 130075 | IMUX2000 Chassis | Used | Ancillary | 14
RFL Electronics | 2600873101 | HEADSET/BINAURAL | Used | Ancillary | 4
RFL Electronics | 107455-201 | IMUX2000 1300 nm SGLM OIA | Used | Ancillary | 6
RFL Electronics | 107455-301 | IMUX2000 Single Mode Fiber Card | Used | Ancillary | 2
RFL Electronics | 9547-17056 | IMUX2000 VF15C VF-15C DUAL 2 WIRE FXO | Used | Ancillary | 1
RFL Electronics | 9547-18801 | IMUX2000 Power Supply Alarm Point Cards | Used | Ancillary | 4
RFL Electronics | 9547-840 | IMUX2000 250VDC Power Supply | Used | Ancillary | 4
RFL Electronics | RFL-6850 | Model 68 Chassis | Used | Ancillary | 3
RFL Electronics | RFL-9800 | 8 Series Programmable Tone Module Telemetry Module | Used | Ancillary | 1
RFS | 5597-25BK | 824 - 894 MHz Cellular Base Station Duplexor, N Fem Connectors | New | Ancillary | 2
RFS | 48960 | Bidirectional Amplifier (BDA) 800 MHz and 900 MHz | Used | Ancillary | 2
RFS | ACU-A20-N | Optimizer® RT Antenna Control Unit | Used | Ancillary | 18
RFS | APD-20D | 0.2 SCFM Automatic Dehydrator, AC Power | Used | Ancillary | 1
RFS | IBC1900AA-4 | RRH 1900 PCS IN-BAND RF TRANSMITTER COMBINER BLOCK | Used | Ancillary | 2
Samsung | EP96-02627A | Fan FD48 DU Fan Unit for IRRH | Used | Ancillary | 3
Sanyo | 109BM12GC2-3 | DC 12V 0.68A 3-wire 97x97x33mm Server Cooler Fan | Used | Ancillary | 8
Seagate | 9FJ066-006 | 146GB SAS 10K 6GBPS 2.5" DRIVE, MODEL#ST9146803SS | Used | Ancillary | 2
Seagate | ST3146707LC | HD Drive Cheetah 10K.7 | Used | Ancillary | 1
Shure | VR300 | Dynamic Cardioid Microphone Mic with Gooseneck Mount | Used | Ancillary | 3
Siemens | M4-4WBM | Block: S66 PREWIRED BLOCK, 100 PR W/ 4 25 PR MALE CONN, BACK MOUNT | New | Ancillary | 8
Siemon | S66M1-50 | 66 Style Terminal Block | New | Ancillary | 1
Symmetricom | 090-58101-01 | Time Provider Chassis | Used | Ancillary | 1
Telect | 02128-01 | 7' Rack Junction and Spacer Kit | New | Ancillary | 6
Telect | 02183-01 | Slide Out Writing 19" Shelf with Cover PTD P20115 | New | Ancillary | 8
Telect | 027-1000-4216 | WAVETRAX VERTICAL MOUNTING ADJUSTABLE BRACKET KIT, ROHS | New | Ancillary | 4
Telect | 027-2000-4204 | TRAX (2) VERTICAL SLOTTED TROUGH KIT 2" SLOTS 1.5" SPACING 6' LENGTH,MID SPAN SUPPPORT | New | Ancillary | 2
Telect | 027-2000-4275 | TRAX (2) TRUMPET | New | Ancillary | 2
Telect | 142256-301-VZW | Seismic Steel Relay Rack 7'x23" EIA spacing, 44RU, Telco Gray | New | Ancillary | 15
Telect | DRBP-1901-GRY | Filler Panel W/Flange,19" 1RU,Gray | New | Ancillary | 8
Telect | DR-HGB-19 | Horizontal Ground Bar BAR 19' | New | Ancillary | 3
Telect | DR-HGB-23 | Horizontal Ground Bar BAR 23' | New | Ancillary | 12
Telect | This ELF-0000-2400 | DSX Chassis: ELF Series 1 RU Chassis, 3 module | New | Ancillary | 2
Telect | 01464-02 | ISO MAT'L 23" x 10" FOR FS EQ RACK | Un-Used | Ancillary | 1
Telect | 02100-113B | Seismic ANCHOR KIT W/WIDE PLATES FOR EQ UFRKS 'B' ANCHOR | Un-Used | Ancillary | 1
Telect | 097-0116-0008 | 16xDS1 Demarcation Panel, 19" RJ45C | Used | Ancillary | 4
Tellabs | 81.0530A | 530A Common Equipment Shelf | Used | Ancillary | 1
Tellabs | 81.0530B | 530B Port Equipment Shelf | Used | Ancillary | 3
Tessco | 533819 | Solvent Pen. Contents: 9 grams of fiber optic solvent Dispenser: Felt-tip, spring-activated valve in aluminum pen body | Used | Ancillary | 1
Tyco | ES700A | Shelf: ES700A-19 INCH SHELF | Used | Ancillary | 1
Westek | TC-TR248C | Bantam “Y” DS1 / T1 Test Cord 8 foot Male to RJ45 | New | Ancillary | 1
Wilmore | MSTB 2,5/3-ST-5,08 | Form C Printed Circuit Board Connector for 1720 DC Converter | New | Ancillary | 2
Wilmore | PC-16/2-STF-10.16 | Large Output Connector for 1720 DC Converter | New | Ancillary | 4
Wilmore | PC-5/2-SFTI-7.62 | Small Input Connector for 1720 DC Converter | New | Ancillary | 1
Wilson Electronics | 301135 | Wallmount antenna 700-2700 Mhz 50 Ohm verically polorized w/N Female connector | Un-Used | Ancillary | 6
Y.S. Tech | FD481238HB | Square Fan DC 48V 0.21A, 120x120x38mm, 3 wire cooling fan | Un-Used | Ancillary | 15
Zhone | ZNID-PWR-21XX-48V-30W-NA-10PK | 48VDC, 30W POWER SUPPLY FOR 2101P ONT | Used | Ancillary | 80
Alcatel-Lucent | 695-7848-002 | MDR8000 Cable, User Interface, 6' | New | Cable | 1
Alcatel-Lucent | 694-9233-230 | 1631SX ACL CABLE | Used | Cable | 2
Alcatel-Lucent | 694-9234-002 | Cable: 1631SX ACL CABLE | Used | Cable | 1
AllenTel | AT1510EV-OR | Cat 5e orange patch cord - 10 feet | New | Cable | 5
Alpha/Argus | 747-095-20-072 | SM Series, Temperature Sensor Assembly, Argus 1/4" Lug, 12 Feet | Un-Used | Cable | 2
Bayly | 50362 | Omniplexer Cable Assembly, 4-Channel, V.35 | New | Cable | 4
Commscope | 7163674 | Power Cord for 7669582-0002 | New | Cable | 1
Commscope | 78EZDM | 7-16 DIN Male EZfit® for 7/8 in FXL-780, AVA5-50, and AVA5-50FX cable | Un-Used | Cable | 1
Commscope | 734897 | L4TNM-PSA CONNECTOR, COAX, N MALE FOR 1/2N COAXIAL CABLE STRAP | Used | Cable | 7
Commscope | 320000102726 | MOD D RF Cable TX1/RX1 Bay D | Used | Cable | 22
Commscope | 320000102728 | MOD C RF Cable TX0/RX0 Bay C | Used | Cable | 27
Commscope | 320000102729 | MOD C RF Cable TX1/RX1 Bay C | Used | Cable | 27
Commscope | 320000102730 | MOD B RF Cable TX0/RX0 Bay B | Used | Cable | 24
Commscope | 320000102731 | MOD B RF Cable TX1/RX1 Bay B | Used | Cable | 26
Commscope | 320000102732 | MOD A RF Cable TX0/RX0 Bay A | Used | Cable | 28
Commscope | 320000102733 | MOD A RF Cable TX1/RX1 Bay A | Used | Cable | 28
Commscope | FHD-M0DA-0030M | Hardened Multifiber Optical Connector (HMFOC) cable assembly, HMFOC jack to stub, 12-fiber, 30 meters | Used | Cable | 3
Commscope | FILC-SMUP-30 | Field Install. SM LC Connector - Ultra Polish | Used | Cable | 1
Commscope | L4A-DMDM-15-P-SGW | LDF4-50A Jumper with interface types 7-16 DIN Male and 7-16 DIN Male with SureGuard weatherproofing, 15 ft | Used | Cable | 1
Corning | 705012101-01 | D type 9 pin DB9 RS232 FEMALE TO FEMALE shielded cables 110mm Straight through pinout | New | Cable | 63
Corning | 705A001301 | 84cm SMA Right Angle to SMA Right Angle Coax RG23 shielded cables | New | Cable | 5
Corning | 004301EB4FR010F-P | PIGTAIL PATCH CABLE | Used | Cable | 1
Ericsson | RNT44732/02 | Connector: DC Connector/Power Cable,Connector,10mm2 | New | Cable | 26
Ericsson | 1/TSR48421/2000 | 2M RET Control Cable 2 Meter | Un-Used | Cable | 120
Ericsson | 1/TSR48421/3000 | Connection Cable / RET Control Cable 3 Meter | Un-Used | Cable | 2
Ericsson | 1/TSR48421/5000 | Connection Cable / RET Control Cable 5 Meter | Un-Used | Cable | 6
Ericsson | RPM1136127/5000 | Interface Cable Eth Straight | Un-Used | Cable | 50
Ericsson | RPM1191647/5 | Earthing cable, 16mm2, 5m black | Un-Used | Cable | 2
Ericsson | RPM2531610/20M | Fiber Optic Cable 20 Meter | Un-Used | Cable | 3
Ericsson | RPM2531610/5000 | Cable: 2F SM G657A2, LC-DUPLEX 5M | Un-Used | Cable | 11
Ericsson | RPM2531610/50M | CABLE 2F LC(FullAXS)-LC SM | Un-Used | Cable | 1
Ericsson | RPM2534692/10M | HYBRID CABLE FIBER JUMPER - LC-LC WITH ODC /RDC 10M | Un-Used | Cable | 2
Ericsson | RPM5132175/00720 | Cable: RUIF Data Cable | Un-Used | Cable | 1
Ericsson | RPM77701/00550 | SIGNAL CABLE WITH CONNECTOR | Un-Used | Cable | 2
Ericsson | RPM77701/00750 | SIGNAL CABLE | Un-Used | Cable | 2
Ericsson | RPM77701/01600 | SIGNAL CABLE | Un-Used | Cable | 2
Ericsson | RPM777135/00600 | Power Cable, 600mm | Un-Used | Cable | 1
Ericsson | RPM777171/01300 | CABLE WITH CONNECTOR/BATTERY TEMPSENSOR | Un-Used | Cable | 6
Ericsson | RPM777193/00200 | Cable with connector for RBS6201 | Un-Used | Cable | 114
Ericsson | RPM777193/00600 | POWER CABLE PDU-SCU | Un-Used | Cable | 2
Ericsson | RPM777193/02000 | CABLE WITH CONNECTOR/DC POWER CABLE | Un-Used | Cable | 20
Ericsson | RPM777263/00650 | Cable: Signal Cable | Un-Used | Cable | 38
Ericsson | RPM777263/01000 | Signal cable | Un-Used | Cable | 3
Ericsson | RPM777274/01000 | Cable: Signal Cable, IDL2 | Un-Used | Cable | 70
Ericsson | RPM777279/00650 | Cable: Signal Cable | Un-Used | Cable | 2
Ericsson | RPM777291/02000 | Cable: Earth cable 2M | Un-Used | Cable | 100
Ericsson | RPMR10210/1 | RS2 RJ45 to RJ45 Cable, MW to Router CAT6 cable shielded withRJ45 standard 568-B pin out – 5ft long | Un-Used | Cable | 3
Ericsson | TSR67307/1 | Signal Cable | Un-Used | Cable | 2
Ericsson | TSR67310/1 | DC CABLE -48V | Un-Used | Cable | 1
Ericsson | TSR951357/1500 | Connection Cable. LMR195 | Un-Used | Cable | 1
Ericsson | RNT44719/001 | Connector: DC Connector/Power Cable,Connector,10mm2 | Used | Cable | 6
Ericsson | RPM1136127/15M | Cable: Cable with Connector/Interface Cable Ethernet | Used | Cable | 3
Ericsson | RPM5176906/01 | Cable: Station Radio Cable | Used | Cable | 1
Ericsson | RPM77701/00700 | SIGNAL CABLE, 700mm | Used | Cable | 2
Ericsson | RPM777130/00950 | Signal/Power Cable with Connector | Used | Cable | 1
Ericsson | RPM777190/00900 | Signal Cable, 900mm Length | Used | Cable | 5
Ericsson | RPM777291/02000 | Cable: Earth cable 2M | Used | Cable | 8
Ericsson | TFL90117/19 | Cable: 2x10mm2 (8AWG) 600V 90C UL 10m coil | Used | Cable | 1
Ericsson | TSR491608/8000 | Signal Cable, 8000mm Length | Used | Cable | 5
General Electric | 302888-02 | Cable | Used | Cable | 6
Generic | C5E-BK-6-ENC | Cat5e Category 5 Enhanced 350mhz Patch Cord w/Boots - 6FT Black | New | Cable | 2
Generic | C5E-BL-15 | Cat5e Category 5 Enhanced 350mhz Patch Cord w/Boots - 25FT Blue | New | Cable | 36
Generic | CBL-PC-6BK-C | 6 ft ,Standard 3-Prong Design, 18 AWG Wire NEMA 5-15P to IEC-320-C13 or IEC 60320 C13 | New | Cable | 18
Generic | FP4EDD13-AT | LC-LC MM 50/125 10GIG AQUA DUPLEX 2.0MM BEND INSENSITIVE PVC 1 METER | New | Cable | 2
Generic | FP4EDD23-AT | Fiber Patchord: LC-LC MM 50/125 10GIG AQUA DUPLEX 2.0MM BEND INSENSITIVE PVC 2 METERS | New | Cable | 2
Generic | FP4EDD43-AT | Cable: LC-LC MM 50/125 10GIG AQUA DUPLEX 2.0MM BEND INSENSITIVE PVC, 4 METER | New | Cable | 2
Generic | LC2-50-2M-ENC | LC to LC 50/125 OM2 Multimode Duplex Orange 2 Meter Fiber Cable | New | Cable | 1
Generic | N515-C13-6F-ENC | NEMA 5-15P to C13 6FT 10A 18AWG POWER CABLE | New | Cable | 2
L-Com | AXA-NFNF | N-Type Female to Female Barrel Connector | Un-Used | Cable | 130
MDS | 03-1846A02 | 9710 Power Cable | Un-Used | Cable | 3
Misc | CBL-DCCU-REMAR-LUG-02286-10AWG | DCCU to PSU Cable 10AWG | New | Cable | 4
Motorola | RRDN5520A | Belden CDT Cabling 7919A Motorola RRDN5520A (1,000Ft Reel) | Un-Used | Cable | 1
Next Level | 508197-001-00 | -48VDC PER CORD,PRD OTH,USAM 8FT CHASSIS CABLE | Used | Cable | 3
Nortel | NTBW4030E6 | Cable: RoHS Cable 44 PIN M to 2x25 DSUB PIN M-1.1M | Un-Used | Cable | 3
Nortel | NTDV2039 | Receive RF cable | Un-Used | Cable | 6
Nortel | NTDV6023 | Cable RF, QMA RA to QMA RA, LMR240 2000 mm | Un-Used | Cable | 6
Nortel | NTGS3513 | Cable: GPS Cable with Bracket Kit | Un-Used | Cable | 2
Nortel | NTGZ7541 | Cable:15.5 meter Cable Fiber, MPO to SC | Un-Used | Cable | 4
Nortel | NTGZ8000 | Cable: Cable Power/Data, MFRM-3 to 1 TDM indoor 50M | Un-Used | Cable | 4
Nortel | NTGZ8066E6 | Cable: Cable RF, QN RA to N Str LISCA outdoor 1000mm | Un-Used | Cable | 12
Nortel | NTGZ8086E6 | Cable: Cable, RF QN Str to N Str LISCA outdoor 1000 mm | Un-Used | Cable | 13
Nortel | NTGZ8104E6 | Cable: Cable RF, QMA RA to QMA Str outdoor 700mm | Un-Used | Cable | 7
Nortel | NTGZ8105E6 | Cable: Cable RF, QMA RA to QMA Str outdoor 850mm | Un-Used | Cable | 37
Nortel | NTGZ8106E6 | Cable: Cable RF, QMA RA to QMA Str Outdoor 1000mm | Un-Used | Cable | 28
Nortel | NTGZ8107E6 | Cable: Cable RF, QMA RA to QMA STR outdoor 1250mm | Un-Used | Cable | 39
Nortel | NTGZ8127E6 | Cable: Cable RF, QMA RA to N Str outdoor 1250mm | Un-Used | Cable | 1
Nortel | NTGZ8128E6 | Cable: Cable RF, QMA RA to N Str outdoor 1500mm | Un-Used | Cable | 8
Nortel | NTGZ8129E6 | Cable: Cable RF, QMA RA to N Str outdoor 1750mm | Un-Used | Cable | 10
Nortel | NTGZ8140E6 | Cable: Cable RF, QMA Str to QMA Str outdoor 300mm | Un-Used | Cable | 26
Nortel | NTGZ8165E6 | Cable: Cable QMA STR to N STR 850mm | Un-Used | Cable | 2
Nortel | NTGZ8166E6 | Cable: Cable RF, QMA Str to N Str outdoor 1000mm | Un-Used | Cable | 35
Nortel | NTGZ8167E6 | Cable: Cable RF, QMA Str to N Str outdoor 1250mm | Un-Used | Cable | 2
Nortel | A0512283 | Cable: R0112485 16 Meters Standard Cut Length | Used | Cable | 1
Nortel | NTGY3029E6 | Cable: ROHS CABLE GROUND 370MM | Used | Cable | 26
Nortel | NTGY5545 | Cable: POWER CABLE, Wire/Cable | Used | Cable | 18
Nortel | NTGZ8000 | Cable: Cable Power/Data, MFRM-3 to 1 TDM indoor 50M | Used | Cable | 1
Nortel | NTGZ8066E6 | Cable: Cable RF, QN RA to N Str LISCA outdoor 1000mm | Used | Cable | 7
Nortel | NTGZ8085E6 | Cable: Cable RF | Used | Cable | 4
Nortel | NTGZ8102E6 | Cable: Cable RF | Used | Cable | 2
Nortel | NTGZ8104E6 | Cable: Cable RF, QMA RA to QMA Str outdoor 700mm | Used | Cable | 14
Nortel | NTGZ8105E6 | Cable: Cable RF, QMA RA to QMA Str outdoor 850mm | Used | Cable | 14
Nortel | NTGZ8106E6 | Cable: Cable RF, QMA RA to QMA Str Outdoor 1000mm | Used | Cable | 3
Nortel | NTGZ8107E6 | Cable: Cable RF, QMA RA to QMA STR outdoor 1250mm | Used | Cable | 2
Nortel | NTGZ8125E6 | CABLE RF, QMA RA TO N STR OUTDOOR 850MM | Used | Cable | 6
Nortel | NTGZ8126E6 | Cable: Cable RF, QMA RA to N Str outdoor 1000mm | Used | Cable | 24
Nortel | NTGZ8142E6 | Cable: Cable RF | Used | Cable | 2
Nortel | NTGZ8144E6 | Cable: Cable RF | Used | Cable | 4
OFS | 849159512 | LC-LC Fiber Jumper | Used | Cable | 1
RFS | ATCB-B01-002 | RET Control AISG 2.0 Meter Cable | Un-Used | Cable | 2
RFS | NM-LCF12-D01 | NMLCF12D01 N, (M), STRAIGHT, LCF12-50J, O-RING | Un-Used | Cable | 789
Trilogy | AP6012J50 | CABLE: Trilogy 1/2" Plenum Corrugated Coaxial | New | Cable | 50
ADC | 1377852 | PDU: Single Power Distribution Unit | Used | Cell Site | 1
ADC | 1667390 | TMA: 700 Mhz Dual Duplex 2-Port Tower Mounted Amplifier. Model CG0700DDB10D T00 | Used | Cell Site | 1
ADC | CG-800-DD-FULL-DIN | AMPLIFIER: TOWER TOP DUPLEX 8DB | Used | Cell Site | 1
Alcatel-Lucent | 109766345 | Remote Radio Head 9442 RRH-X40-07L | Un-Used | Cell Site | 5
Alcatel-Lucent | 301000717 | FLEXENT ONEBTS 850mHZ RRH-60 1900 OTDR TRANSCEIVER -48VDC KIT | Un-Used | Cell Site | 2
Alcatel-Lucent | 3JR08021AC | 9926 BBU FAN RACK MODULE 48V | Un-Used | Cell Site | 2
Alcatel-Lucent | 3JR20059DA | 9926 ECEM-U Card | Un-Used | Cell Site | 2
Alcatel-Lucent | 3JR50501AF | eNodeB bCAM2 Controller and Modem Module | Un-Used | Cell Site | 1
Alcatel-Lucent | 3JR50506AF | eNodeB bCEM2 Broadband Converged Modem Module | Un-Used | Cell Site | 1
Alcatel-Lucent | KS-24829-L1 | RADIO, RRH, 800MHZ, 2 X 50W L1, 48V | Un-Used | Cell Site | 3
Alcatel-Lucent | 300879848 | Kit: SEC-B Kits w/cables MLAB GTP1/1 to contain the following: QTY: 2 PN: 408894137 QTY: 1 PN: 849023254 QTY: 1 PN: 849030747 QTY: 1 PN: 848996849 QTY: 1 PN: 848939559 QTY: 2 PN: 848991519 QTY: 2 PN: 848997789 QTY: 2 PN:848997771 QTY: 4 PN: 405923749 QTY: 8 PN: 901402685 QTY: 16 PN: 10970885 QTY: 6 PN: 901391177 QTY: 1 PN: 091158 | Used | Cell Site | 8
Alcatel-Lucent | 408762268 | KS24671L1 C2PAM, comcode 408762268 | Used | Cell Site | 2
Alcatel-Lucent | 408784338 | Splitter Rack-2-900HP-1, 2:1 Mini-splitter, 850-900MHz | Used | Cell Site | 8
Alcatel-Lucent | 408859056 | Filter: PCS Duplex Filter A5. Mfg p/n: KS-24409-L80 | Used | Cell Site | 2
Alcatel-Lucent | 408889673 | TCPR-3U-24-1449 MASTER CONTRLLER CARD | Used | Cell Site | 1
Alcatel-Lucent | 408947174 | RECTIFIER_SHELF, KS-24729L7 | Used | Cell Site | 1
Alcatel-Lucent | 848943148 | POWER DISTRIBUTION SHELF | Used | Cell Site | 1
Alcatel-Lucent | 849000906 | Modcell Amplifier Shelf | Used | Cell Site | 1
Alcatel-Lucent | 849142781 | 3ft Power Supply Cord | Used | Cell Site | 1
Alcatel-Lucent | 3CM02685CC | 9370 RNC AMC ADVANCED MEZZANINE CARD | Used | Cell Site | 1
Alcatel-Lucent | 3JR08052AA | 9926 BCEM Filler Module | Used | Cell Site | 7
Alcatel-Lucent | 3JR20073BC | 9926 BBU ECCM-U Card | Used | Cell Site | 2
Alcatel-Lucent | 3JR20073CB | eCCM-U For 9926 BBU | Used | Cell Site | 1
Alcatel-Lucent | 3JR20120AB | eCCM2 rate 5 LTE for 9926 d2U | Used | Cell Site | 3
Alcatel-Lucent | 3JR37517AE | LTE D2U RUCV5 RACK FANTRAY -48V | Used | Cell Site | 7
Alcatel-Lucent | 3JR37517AF | D2U RUCV5 RACK FAN TRAY | Used | Cell Site | 1
Alcatel-Lucent | 3JR37526AA | 9926 BBU V2, ENCLOSURE TYPE: IP20, 19 INCH CHASSIS | Used | Cell Site | 3
Alcatel-Lucent | 3JR40703AB | Card: eCCM2 | Used | Cell Site | 6
Alcatel-Lucent | 3JR52709AA | AWS B4 REMOTE RADIO HEAD B4 RRH2X60-4R-A | Used | Cell Site | 6
Alcatel-Lucent | 44WW32 | Module: Modcell 4.0 CTDU | Used | Cell Site | 3
Alcatel-Lucent | 44WW32B | Module: Modcell 4.0 CTDU 850MHz | Used | Cell Site | 3
Alcatel-Lucent | DPB11 | CIRCUIT BOARD MCEVM CMUE CMUE | Used | Cell Site | 1
Alcatel-Lucent | KS-24409-L63 | Filter: PCS Duplex Filter, "D" Band, CC408666311 | Used | Cell Site | 2
Alcatel-Lucent | KS-24409-L65 | Filter: F-Band Filter, CC408666352 | Used | Cell Site | 5
Alcatel-Lucent | KS-24409-L83 | Filter: RFDS, FILTER, Comcode 408694016, FILTER, B1/B3 BAND, TR | Used | Cell Site | 6
Alcatel-Lucent | KS-24410-L23 | A-Band Filter, 850MHz, Comcode 408777365 | Used | Cell Site | 4
Alcatel-Lucent | KS-24439-L2 | AMPLIFIED FAN TRAY 2C/3C | Used | Cell Site | 1
Alcatel-Lucent | KS24510-L1A | CPC-A 24V DC-DC Converter , Comcode 408646040 | Used | Cell Site | 3
Alcatel-Lucent | KS-24587-L43 | Lucent Rack-2-900-LP-2 PAM Splitter, comcode 408683753 | Used | Cell Site | 1
Alcatel-Lucent | KS-24718-L3 | DFP-CN-25/6N, DUAL DUPLEX LOW PROFILE 850MHz, Comcode 408903250 | Used | Cell Site | 1
Alcatel-Lucent | TC91S-1442 | Tectrol Rectifier RECTIFIER MODULE, 48VDC, 1500W | Used | Cell Site | 1
Andrew | TMBX-6516-R2M | 1710 - 2155 DualPol Panel Antenna | Un-Used | Cell Site | 1
Andrew | MSA1900-135 | AMPLIFIER: Amplifier Module 1900MHz Band RF100254A | Used | Cell Site | 3
Commscope | CBC78-DF | Diplexer - 698/787/824/894 Crossband Coupler | Un-Used | Cell Site | 13
Commscope | FFHH65C-R3 | 8-port sector antenna, 4x 617-806 and 4x 1695–2360 MHz, 65° HPBW, 3x RET, 600 MHz-Ready Antenna Technology | Un-Used | Cell Site | 9
Commscope | HBXX-6517DS-A2M | 1710-2180 MHz Quad Port Antenna w/ AISG Actuator | Un-Used | Cell Site | 2
Commscope | HFA410-4SN0K4-15 | FiberFeed® Hybrid Cable Assembly, OVP box to RRU, UL Type TC-ER, 1 DC feed for RRU, 4 fiber, PVC jacket, aluminum armor, weather shroud and power connector for Nokia AirScale radios pre-installed, 15 ft | Un-Used | Cell Site | 3
Commscope | L4TMB-HMHM-8 | 8ft. LDF4-50 Sureflex; 4.3-10 male and 4.3-10 male; HELIAX Sureguard weatherproof | Un-Used | Cell Site | 12
Commscope | TMAT1921B68-21-43 | Tower Mounted Amplifier, Twin Diplexed PCS/AWS 1–4, 555–894 MHz bypass 4.3-10 | Un-Used | Cell Site | 2
Commscope | SBNHH-1D65C | 8ft Andrew Tri-band Antenna, 698896 and 2 x 17102360 MHz, 65 hor | Used | Cell Site | 7
Communication Components, Inc. | DDP-1819-HP-1 | Dual Duplexer for UMTS | Used | Cell Site | 9
CSS | X7CAP-FRO-130-INR | X-Pol Antenna, 698-945/1710-2360MHz, 12.5" , 30 H-Beams | Un-Used | Cell Site | 3
CSS | 968130000010 | X-Pol Antenna, 698-945/1710-2170MHz, 12" , 30° H-Beams | Used | Cell Site | 1
CSS | 968165000013 | Antenna, 698-945/1710-2170MHz, X-Pol dual band, 0 deg EDT both bands with four N connectors | Used | Cell Site | 1
Decibel | DBP2806FA | PDU: 24V Power Distribution Unit | Used | Cell Site | 1
Ericsson | BML161185/1 | PBC-05 RECTIFIER | New | Cell Site | 5
Ericsson | BOE60221/1 | Module: DXU-23 (Distribution Switch Unit), T1 or E1, central control unit for RBS2106/RBS2206 V2 | New | Cell Site | 4
Ericsson | NTM1010641/1 | RRUL/S Bracket Set, 61mm Depth | New | Cell Site | 15
Ericsson | NTM1010641/2 | RRUS/L Bracket Set, 90mm Depth | New | Cell Site | 12
Ericsson | NTM20220/1 | RRU Mast Mounting Bracket, Single Bracket | New | Cell Site | 14
Ericsson | RPM5131821/02100 | Cable: Power Cable for RBS2106 | New | Cell Site | 4
Ericsson | RPM77710/00380 | Cable: Signal and Power Cable | New | Cell Site | 16
Ericsson | RYT921609/1 | Module: MICROCIRCUIT/SFP GB-TX RJ45 Ethernet | New | Cell Site | 4
Ericsson | ZHY60114/1 | Module: Supervision Unit/XALM | New | Cell Site | 1
Ericsson | 4/BPD10440/1 | External Fan: HEATER ASSEMBLY FOR HEAT EXCHANGER | Un-Used | Cell Site | 2
Ericsson | BKV301216/66 | Radial Fan Unit | Un-Used | Cell Site | 90
Ericsson | BMG98007/2 | Module: RBS2206 DCCU DC Connection Unit, Physical DC Power Interface Module | Un-Used | Cell Site | 1
Ericsson | BMG980336/7 | PDU: Outdoor Power Distribution Unit | Un-Used | Cell Site | 14
Ericsson | BML151118/11 | Power Supply: AC Power Supply Unit | Un-Used | Cell Site | 1
Ericsson | BML161185/1 | PBC-05 RECTIFIER | Un-Used | Cell Site | 13
Ericsson | KDU137925/31 | KDU 137 925/31 Baseband 5216 for GSM LTE UMTS | Un-Used | Cell Site | 3
Ericsson | KDV127621/11 | Baseband 6630 KDV127621/11 includes KDU 137 848/11 VAN Shelf and BKV106217/1 Fan | Un-Used | Cell Site | 30
Ericsson | KRC115032/4 | RIU RET Interface Unit | Un-Used | Cell Site | 2
Ericsson | KRC11859/1 | Radio Unit LTE/WCDMA/GSM RUS 01 B4 (1700/2100 MHz) AWS Band, 60W | Un-Used | Cell Site | 5
Ericsson | KRC11874/2 | Remote Radio Unit LTE/WCDMA/GSM RRUS 01 B2 (1900 MHz) | Un-Used | Cell Site | 1
Ericsson | KRC161287/2 | Remote Radio Unit LTE/WCDMA/GSM RRUS 11 B26A (850 MHz) | Un-Used | Cell Site | 6
Ericsson | KRC161414/1 | Remote Radio Unit - RRU32 B2 LP55 Type 3R Enclosure | Un-Used | Cell Site | 1
Ericsson | KRC161495/1 | Radio 4415 B7;Radio Unit | Un-Used | Cell Site | 3
Ericsson | KRC161631/3 | Radio 2212 RRU, B13 | Un-Used | Cell Site | 7
Ericsson | KRC161652/1 | RRUS 2212 B5 (850) Multi-Standard Remote Radio | Un-Used | Cell Site | 1
Ericsson | KRD901146/1 | Air 32 B2A B66AA | Un-Used | Cell Site | 4
Ericsson | KRE1012182/1 | GPS Antenna Kit, alt# GPS-36-N-S | Un-Used | Cell Site | 6
Ericsson | KRY11271/2 | TMA: Dual Duplex Bypass, RX 1850-1910 MHz, PCS Full-Band, 1 TX/RX port and 1 ANT port, all conn 7/16 DIN-female | Un-Used | Cell Site | 1
Ericsson | NCD90141/1 | Module: GPS receiver Module | Un-Used | Cell Site | 8
Ericsson | NCD90156/1 | Module/GPS Receiver Unit | Un-Used | Cell Site | 38
Ericsson | NTB10129/1 | RBS6601 Main unit power connector, Square Prongs, Red Release | Un-Used | Cell Site | 7
Ericsson | RDH10247/3 | Module: SFP SM CPRI 614.4-2457.6,Mbit/s 20km GbE 10km DFB,LC-SFP | Un-Used | Cell Site | 93
Ericsson | RDH10265/2 | SFP SM 10.3GB/S 1.4KM 1310NM 3.3V | Un-Used | Cell Site | 1372
Ericsson | RDH10265/3 | SFP+, CPRI & 10GBASE-LR, 10km, SMF, LC | Un-Used | Cell Site | 135
Ericsson | ROA1284188/1 | Card: SWITCH ALARM CARD | Un-Used | Cell Site | 1
Ericsson | ROA1284573/3 | SMART SERVICES CARD, SSC1-V2, SSR | Un-Used | Cell Site | 1
Ericsson | RPM2534692/3000 | Cable: 2F ODC-LCD w/ Full AXS 3 Meter. Alt PN: TSR899113-R | Un-Used | Cell Site | 199
Ericsson | RPM2534692/5000 | 2F SM OCD-LCD W COVER 5M | Un-Used | Cell Site | 1
Ericsson | RPM517560/5000 | Power Cable Assembly, 16.5ft | Un-Used | Cell Site | 3
Ericsson | RPM777193/01500 | Cable: Power Cable for RBS6201 | Un-Used | Cell Site | 52
Ericsson | RPM777211/00900 | Cable: Signal Cable RBS6201 | Un-Used | Cell Site | 2
Ericsson | SDF111264/1 | Solar Shield Front for RRUS11 | Un-Used | Cell Site | 21
Ericsson | SXA1342193/2 | DUMMY UNIT: 31mm Dummy board (Plastic) | Un-Used | Cell Site | 510
Ericsson | SXK1072869 | RRU Pole Single Mounting Bracket | Un-Used | Cell Site | 3
Ericsson | SXK1091931/1 | Assembled Parts GPS | Un-Used | Cell Site | 21
Ericsson | SXK1099972/1 | Panel: Coax Bracket Kit | Un-Used | Cell Site | 54
Ericsson | 2000003422 | Kit, PL4 Right door incl hinges for RBS-6102 | Used | Cell Site | 1
Ericsson | 2000003425 | Kit, PL4 left door incl hinges for RBS6102 | Used | Cell Site | 1
Ericsson | 1/BFL901009/1 | RBS6000 SUP 6601 Climate Unit | Used | Cell Site | 1
Ericsson | 1/BFL901009/4 | RBS6000 SUP 6601 (SUP Module Only) | Used | Cell Site | 25
Ericsson | 10/BPD10440/2 | Denso External Fan Assembly | Used | Cell Site | 7
Ericsson | 3/BPD10440/1 | Internal Fan Heat Exchanger (individual fans) | Used | Cell Site | 4
Ericsson | 9/BPD10436/3 | Circuit Board: CCU Control Board, for RBS2106 | Used | Cell Site | 1
Ericsson | BFL119153/1 | RF COMBINER:CDU-G 1900MHZ FOR RBS2206/2106 | Used | Cell Site | 11
Ericsson | BFL119155/1 | RF COMBINER:CDU-G 800MHZ FOR RBS2206/2106 | Used | Cell Site | 10
Ericsson | BFL119155/1R2F | RF COMBINER:CDU-G 800MHZ FOR RBS2206/2106 | Used | Cell Site | 1
Ericsson | BFL901009/1 | RBS6601 2-slot Chassis, Includes SUP6601, 1/BFL901009/1 | Used | Cell Site | 14
Ericsson | BGM1361001/2 | Module: FCU (Fan Control Unit), for RBS2106/RBS2206, same as NTZ 112 541/1 | Used | Cell Site | 1
Ericsson | BGM1361006/3 | SCU 03 01, Support Control Unit | Used | Cell Site | 1
Ericsson | BMG980168/1 | BFU-48V/100A | Used | Cell Site | 1
Ericsson | BMG980410/1 | Ericsson BFU 01 03 | Used | Cell Site | 1
Ericsson | BML161174/1 | POWER UNIT: PSU AC 01 | Used | Cell Site | 6
Ericsson | BML161184/1 | RECTIFIER/PSU AC 03 | Used | Cell Site | 2
Ericsson | BML901250/1 | RBS6601 Outdoor PSU AC 02, with DC Connector part# RNT447 20/001 | Used | Cell Site | 8
Ericsson | BMR960014/1 | Power Supply: Converter PSU48 1200W, -48/+24VDC FC | Used | Cell Site | 60
Ericsson | BOE60214/1 | Module: DXU-21 (Distribution Switch Unit), T1 or E1, central control unit for RBS2106/RBS2206 | Used | Cell Site | 19
Ericsson | BOE60215/2 | Functional Unit, IXU-21 | Used | Cell Site | 1
Ericsson | BRKSET_RRUS11Sunshield | Bracket set (4 piece) for RRUS 11 sunshield (No hole in clip style) | Used | Cell Site | 96
Ericsson | KDU127161/3 | RBS6000 Digital Unit for WCDMA, DUW 30 01 | Used | Cell Site | 17
Ericsson | KDU127174/4 | RBS6000 Digital Unit for WCDMA, DUW 41 01 | Used | Cell Site | 3
Ericsson | KDU137533/3 | RBS6000 Digital Unit for LTE, DUL 20 01 | Used | Cell Site | 3
Ericsson | KDU137533/4 | RBS6000 Digital Unit for LTE, DUL 20 01 | Used | Cell Site | 11
Ericsson | KDU137557/4 | O/E CONVERTER UNIT | Used | Cell Site | 1
Ericsson | KDU137569/1 | RBS6000 Digital Unit for GSM, DUG 20 01 | Used | Cell Site | 30
Ericsson | KDU137596/2 | SIU-02 with Fan Module | Used | Cell Site | 1
Ericsson | KDU137624/11 | RBS6000 Digital Unit for LTE/WCDMA/GSM, DUS 41 02 | Used | Cell Site | 98
Ericsson | KDU137624/11-R4G | RBS6000 Digital Unit for LTE/WCDMA/GSM, DUS 41 02, Release R4G | Used | Cell Site | 1
Ericsson | KDU137925/31 | KDU 137 925/31 Baseband 5216 for GSM LTE UMTS | Used | Cell Site | 33
Ericsson | KDV127621/11 | Baseband 6630 KDV127621/11 includes KDU 137 848/11 VAN Shelf and BKV106217/1 Fan | Used | Cell Site | 2
Ericsson | KFE1011145/4.R1A | Module: DCF 31 -48VDC 120A MODULE | Used | Cell Site | 1
Ericsson | KRC115032/4 | RIU RET Interface Unit | Used | Cell Site | 2
Ericsson | KRC11821/1 | Filter Unit: FU12-Filter Unit 800Mhz : RBS3206 | Used | Cell Site | 10
Ericsson | KRC11846/2 | Radio: RRUW 02, 850MHz B5 Remote Radio Unit | Used | Cell Site | 8
Ericsson | KRC11847/2 | Remote Radio Unit WCDMA Only, RRUW 02 B2 (1900MHz) | Used | Cell Site | 5
Ericsson | KRC11866/1 | Radio Unit LTE/WCDMA/GSM RUS 01 B2 (1900 MHz), 20W | Used | Cell Site | 7
Ericsson | KRC1311004/2 | DTRU, 1.9, EDGE: RBS 2206 | Used | Cell Site | 1
Ericsson | KRC13149/01 | Transceiver: TRU, Single-Carrier, GSM 1900 MHz, non-Edge, A5/1 ciphering, for RBS2102/RBS2202 | Used | Cell Site | 7
Ericsson | KRC13149/15 | Transceiver: TRU, Single-Carrier, GSM 1900 MHz, non-Edge, A5/1 ciphering, for RBS2102/RBS2202 | Used | Cell Site | 4
Ericsson | KRC161134/5 | RRU22 0840 Remote Radio Unit | Used | Cell Site | 3
Ericsson | KRC161241/1 | Remote Radio Unit LTE/WCDMA/GSM RRUS11 B12 (700MHz, Lower ABC Blocks) 60W (2x30W) | Used | Cell Site | 39
Ericsson | KRC161254/2 | Remote Radio Unit LTE/WCDMA/GSM RRUS 11 B4 (1700/2100 MHz) AWS Band, 80W (2x40W) | Used | Cell Site | 15
Ericsson | KRC161276/2 | Remote Radio Unit LTE/WCDMA/GSM RRUS 11 B2 (1900 MHz) 80W (2x40W) | Used | Cell Site | 6
Ericsson | KRC161285/2 | Remote Radio Unit LTE/WCDMA/GSM RRUS 11 B5 (850 MHz) | Used | Cell Site | 7
Ericsson | KRC161286/1 | Remote Radio Unit Extension, RRUS A2 B2 (1900MHz) RX Only | Used | Cell Site | 2
Ericsson | KRC161287/2 | Remote Radio Unit LTE/WCDMA/GSM RRUS 11 B26A (850 MHz) | Used | Cell Site | 1
Ericsson | KRC161321/2 | Remote Radio Unit LTE/WCDMA/GSM RRUS 12 B5 (850 MHz) | Used | Cell Site | 2
Ericsson | KRC161349/2 | Remote Radio Unit LTE/WCDMA/GSM RRUS 12 B4 (1700/2100 MHz) AWS Band | Used | Cell Site | 3
Ericsson | KRC161363/1 | CONTROL UNIT - EVDO MODULE AEM1402 EDCG FORM FACTOR | Used | Cell Site | 9
Ericsson | KRC161436/1 | RRU82 B41 2.5 Radio | Used | Cell Site | 1
Ericsson | KRC161444/1 | IRU 2242 | Used | Cell Site | 1
Ericsson | KRC161495/1 | Radio 4415 B7;Radio Unit | Used | Cell Site | 5
Ericsson | KRC161553/1 | Radio 2203 Band 66A | Used | Cell Site | 2
Ericsson | KRC161563/1 | Radio 2217 RRU, Band Band 2 | Used | Cell Site | 2
Ericsson | KRC161644/1 | Radio 4415 66A;Radio Unit | Used | Cell Site | 9
Ericsson | KRC161749/1 | Radio 4449 B5 B13 Remote Radio Unit | Used | Cell Site | 1
Ericsson | KRC16184/7 | Transceiver: RRU-M8 (Remote Radio Unit), Quad Single-Carrier, GSM 800 MHz, Edge, equivalent to 4 TRU (2 dTRU), for RBS2308 Micro Basestation | Used | Cell Site | 6
Ericsson | KRE1012182/1 | GPS Antenna Kit, alt# GPS-36-N-S | Used | Cell Site | 1
Ericsson | KRY1011924/1 | Module: TMA controller | Used | Cell Site | 3
Ericsson | KRY11271/2 | TMA: Dual Duplex Bypass, RX 1850-1910 MHz, PCS Full-Band, 1 TX/RX port and 1 ANT port, all conn 7/16 DIN-female | Used | Cell Site | 1
Ericsson | KRY11275/1 | TMA: DUAL BAND BYPASS 824-894MHZ/ 1850-1990MHZ | Used | Cell Site | 1
Ericsson | NBA10130/9 | Distribution frame unit | Used | Cell Site | 11
Ericsson | NCD90156/1 | Module/GPS Receiver Unit | Used | Cell Site | 3
Ericsson | NTB101242/2 | OVP KIT, 8 EXT ALARM | Used | Cell Site | 8
Ericsson | NTB10129/1 | RBS6601 Main unit power connector, Square Prongs, Red Release | Used | Cell Site | 3
Ericsson | NTM1012589/1 | SET OF MATERIALS/Spare part for SUP 6601 | Used | Cell Site | 7
Ericsson | NTM1012589/1 | RBS6601 V2 Kit. Includes: Qty (1) BFL901009/4 Base Chassis Qty (1) 1/BFL901009 SUP Module | Used | Cell Site | 35
Ericsson | RBS3206-BASE-CFG | Cellsite: RBS 3206 Indoor 48V Base Cabinet, Configure To Order | Used | Cell Site | 3
Ericsson | RBS3418 | BTS: Ericsson Rack to include the following: (Qty 5) SXK1078896/1 Dummy Board Filler, (Qty 1) ROJ1192187/14 RAX 13, (Qty 1) BKV106028/1 Card FCU, (Qty 1) BMR91150/2 Card PSU | Used | Cell Site | 1
Ericsson | RDH10244/1 | TRX SM 1000Base-LX40 LC-SFP -40/+85 | Used | Cell Site | 4
Ericsson | RDH10245/1 | Module: 1GB-LX/CPRI 15KM | Used | Cell Site | 3
Ericsson | RDH10247/1 | SFP CPRI and 1000Base-SX | Used | Cell Site | 12
Ericsson | RDH10265/2 | SFP SM 10.3GB/S 1.4KM 1310NM 3.3V | Used | Cell Site | 12
Ericsson | RDH10265/3 | CPRI 10GB-LR -40 +85C FTLX1471D3BTL-E7 sfp transceiver | Used | Cell Site | 2
Ericsson | ROJ1192163/1 | Card: ET-MC1 CARD | Used | Cell Site | 112
Ericsson | ROJ1192187/14 | Board: RAX Card; RBS 3000 Series | Used | Cell Site | 72
Ericsson | ROJ1192238/23 | Board: Printed board assembly/OBIF: Optical | Used | Cell Site | 3
Ericsson | ROJ1192245/2 | Printed Board Assembly RUIF Radio Unit | Used | Cell Site | 2
Ericsson | ROJ1192254/6 | Board: PRINTED BOARD ASSEMB/TX6HS-06 | Used | Cell Site | 1
Ericsson | ROJ208465/1-R1A | NWI-E 450A | Used | Cell Site | 5
Ericsson | RPM77701/00180 | Cable w/connector for RBS6201 | Used | Cell Site | 10
Ericsson | RPM77705/00460 | Cable: Coaxial Cable/RBS3106 (460) | Used | Cell Site | 35
Ericsson | RPM77705/00600 | Cable: Coaxial Cable/RBS3206 (600) | Used | Cell Site | 84
Ericsson | RPM77706/00360 | Cable: Coaxial Cable/RBS3106 | Used | Cell Site | 50
Ericsson | RPM77706/00420 | Cable: Coaxial Cable/RBS3206 | Used | Cell Site | 18
Ericsson | RPM77709/00600 | Cable: Cable with Connector/Power Cable | Used | Cell Site | 22
Ericsson | RPM77710/00380 | Cable: signal and power cable | Used | Cell Site | 1
Ericsson | RPM777193/00160 | Cable w/connector for RBS6201 | Used | Cell Site | 10
Ericsson | RPM777211/00900 | Cable: Signal Cable RBS6201 | Used | Cell Site | 2
Ericsson | SDF111275/1 | Solar Shield Back for KRC1612762 | Used | Cell Site | 6
Ericsson | SXK1250819 | Front Cover | Used | Cell Site | 4
Ericsson | ZHY60117/1 | SAU 01 01 Supervisory Unit for RBS6101/6102 | Used | Cell Site | 1
GEN-T | FOP-FALCLCSM-020FT00IO | Fiber Optic Cable- 20 feet, 4.8mm ,Singlemode 2 Fiber (G657A1),LSZH black jacket with FullAXS Duplexed to Duplexed LC Connectors ,for the LC end, the breakout is 2.0mm,10cm length ,black jacket | New | Cell Site | 3
Huawei | 21150763 | Bracket for RRU 3971 | Un-Used | Cell Site | 2
Huawei | 34060365 | ESFP(S)-850NM-FC400 MM OPTICAL TRANSCEIVER SFP for CPRI connection from BBU to RRU | Un-Used | Cell Site | 10
Huawei | BBUFillerpanel | Filler Panel | Un-Used | Cell Site | 4
Huawei | RRU3203_700 | PN: 02310BTL RRU3203 700 MHz 2*40W | Un-Used | Cell Site | 4
Huawei | UBBPE6 | Universal Baseband Processing Card | Un-Used | Cell Site | 1
Huawei | 2319897 | BBU3900 UPEU-C card | Used | Cell Site | 35
Huawei | 02310BTL | RRU 3203 FOR LTE 700M (2*40W) | Used | Cell Site | 8
Huawei | 02311HXF | RRU 3971 B66 – 2100Mhz | Used | Cell Site | 1
Huawei | DCDU-12B | DC Power Supply | Used | Cell Site | 5
Huawei | RRU3804 | RRU3804 B2, SRRU.B02-1900.Z.060.1T2R.4/4C.SFP.2500.DC | Used | Cell Site | 4
Huawei | RRU3942_850-B1 | Remote Radio Unit RRU3942 850 MHz Band 5 | Used | Cell Site | 3
Huawei | RRU3953_1900MHz_B2 | Remote Radio Unit RRU3953 Band 2, 1900MHz | Used | Cell Site | 2
Huawei | SJ018-2ST4-A | POWER CONNECTOR FOR RRU | Used | Cell Site | 57
Huawei | UBBPD5 | BBU 3900 Broadband Processing Card | Used | Cell Site | 1
Huawei | UBBPD6 | BBU 3900 Broadband Processing Card | Used | Cell Site | 5
Huawei | UMPTB2 | Universal Main Processing & Transmission Unit w/4E1 & 2FE/GE | Used | Cell Site | 11
Huawei | UMPTB2-VIAERO | Universal Main Processing & Transmission Unit w/4E1 & 2FE/GE | Used | Cell Site | 1
Huber-Suhner | 84048165 (1399.17.0114) | Omni Antenna | Un-Used | Cell Site | 18
JMA | X7CAP-FRO-124-00-IP | Panel Antenna, 698-896/1710-2170 MHz X-Pol dual band antenna. The antenna features 0 degree electrical downtilt and (4) 7/16 DIN Female connectors, 3ft | Un-Used | Cell Site | 5
Kaelus | TMA2061F1V1-1 | 1900 Twin TMA with 700/850 By Pass, AISG | Used | Cell Site | 5
KMW | AM-X-CD-14-65-00T-RET | Antenna, 14dBi / 65°, Dual Broad Band 698~894/1710~2170MHz, 4 Foot 65 Degree, X Pol, RET with AISG 1.1/2.0 | Used | Cell Site | 5
Lucent | 407964923 | Filter: D-P-F Filter | Used | Cell Site | 2
Lucent | 408645984 | Module: Oscillator Rubidium Module | Used | Cell Site | 1
Lucent | 408646032 | KS-24510L2A - CPC-B CARD | Used | Cell Site | 1
Lucent | 408663698 | CDMA RF TRANSMITTER AMPLIFIER | Used | Cell Site | 2
Lucent | 408666469 | FLEXENT CDMA FILTER | Used | Cell Site | 1
Lucent | 408830362 | RF Filter: Filter DFP-P-20BE/2N | Used | Cell Site | 3
Lucent | 408871002 | DFP-P-15B/2N; 1900Mhz, B-Band Filter, Mod4. KS24624L32 | Used | Cell Site | 2
Lucent | 408883718 | DFP-CN-10A/6n ONEBTS 850 FILTER ASSEMBLY KS-24625-L8 | Used | Cell Site | 5
Lucent | 848572095 | KS24563-L3 - Fan Tray Assembly | Used | Cell Site | 1
Lucent | 44WR27 | Radio: CDMA BaseBand RADIO 1900MHz | Used | Cell Site | 1
Lucent | 44WW12B | Curcuit Pack: CCU 20 CDMA Channel Control Unit | Used | Cell Site | 4
Lucent | 44WW27 | Circuit Pack: CTU GPS FOR MODCELL 4.0 | Used | Cell Site | 1
Lucent | 44WW65B | Card: URC-II | Used | Cell Site | 1
Lucent | 44WW7 | Circuit Pack: Timing Frequency Unit (TFU) | Used | Cell Site | 2
Lucent | 44WW7B | Card: CDMA TFU TIMING FREQUENCY UNIT | Used | Cell Site | 2
Lucent | BNJ27C | Card: AM3 UCR WIRELESS CARD | Used | Cell Site | 5
Lucent | BNJ83 | Modem: CDMA CMUV Modem Card: CRP1N0XAAH | Used | Cell Site | 8
Lucent | KS24409L60 | RF Filter: 1900MHz Duplex/Simplex for ModCell C-Band Filter - C2 - Comcode 408666253 | Used | Cell Site | 2
Lucent | KS24646-L1 | RF Power Amplifier: CmLAM, 40 watt, 851-894 MHz, +24 VDC, for Modcell 3.0 and 4.0 | Used | Cell Site | 1
Lucent | Modcell V.4.0B-Indoor-3x4-C01 | Cellsite: Lucent Modcell V.4.0B, 850 MHz, Indoor, 3 sector, 4 Carrier site to include the following: BNJ65B MCR850B Radio (Qty 3) BKPND (849042486) BACKPLANE (Qty 1) 44WW65B URC-II Universal Radio Controller (Qty 3) 44WW27 CTU Common Timing Unit (Qty 1) 44WW27B CTU-II Common Timing Unit 2 (Qty 1) KS24564L3A OMU-C Master Timing (Qty 1) KS24564L4A OMU-R Oscillator Module (Qty 1) KS24510L1A CPC-A Power Supply Card (Qty 4) KS24510L2A CPC-B Power Supply Card (Qty 3) 44WWEIOU EIOU I/O Unit (Qty 1) TIM1 TIM-E1T1 (Qty 2) BNJ55B CMUV(Qty 2) BNJ82 SBEVM (Qty 2) | Used | Cell Site | 1
LV Power | LVDC350W3U2IPMI | DC TO DC CONVERTER 36-72V | Used | Cell Site | 4
Motorola | 0164732A10 | LPA BACKPLANE: SC4812T 800MHz TLPA Backplane (4 slot) | Used | Cell Site | 41
Motorola | 0164732A12 | CLPA BACKPLANE: SC4812T 800MHz CLPA Backplane (3 slot) | Used | Cell Site | 87
Motorola | 01-86118H04 | Backplane:: SC4812T Backplane | Used | Cell Site | 2
Motorola | 0188885C03 | Backplane: LPAC Backplane, 4x4 | Used | Cell Site | 79
Motorola | 1586370H01 | Harting Expansion I/O | Used | Cell Site | 6
Motorola | 9186398X25 | UBS Fltr, Bandpass, Filter, C, Assembly | Used | Cell Site | 20
Motorola | 9186398x28 | UBS Duplexer | Used | Cell Site | 4
Motorola | CCN1008B | GEN3 SITE CNTRLR M12 GPSR-OUT | Used | Cell Site | 5
Motorola | DUP850BR19 | Duplexer 850 MHz | Used | Cell Site | 2
Motorola | ID4X4-UBS-PCS | UBS 4X4 1900MHz Cell Site, Includes: ID4X4-XXXXXXDD MOTO UBS ID W/ 6 1X & 2 DO C Qty (2) STLN6390 UBS LINE INTERFACE Qty (6) STFG4055 UBS FLTR, INTEGRATED, BANDPASS IDRF TX 1900 MHZ Qty (4) STLN6679 ASSY,CU,DMI TWO EVDO MODEMS Qty (1) ST1458 BTS, INDR, UPS STARTER CONFIG, FINISHED GOODS Qty (1) STLN6716CBB PWA, INTFC, TANAPA KIT of BSI, F/1 Qty (1) STLN6708BAA PWA, INTFC SSI | Used | Cell Site | 1
Motorola | SC4812T-1900 | BTS: SC4812T Cabinet, Indoor, 1900MHz, 3-sector, +27VDC Starter | Used | Cell Site | 1
Motorola | SGLA4000 | Card: HI STAB. OSC | Used | Cell Site | 44
Motorola | SGLA4000B | Card: HI STAB. OSC | Used | Cell Site | 2
Motorola | SGLF4133 | Card: BBX1 3G 800 MHZ AMPLIFIER CARD | Used | Cell Site | 5
Motorola | SGLN1145 | Card: Clock and Synchronization Manager (CSM) W/GPS | Used | Cell Site | 6
Motorola | SGLN5333AA | CLOCK DISTRIBUTION CDMA | Used | Cell Site | 20
Motorola | SGLN5932 | SC4812,PWA,MULTICHANNEL CDMA ENHCD 1X X1 | Used | Cell Site | 5
Motorola | SGLN5975 | GLI3 Card | Used | Cell Site | 1
Motorola | SGLN5975HB | Ckt Pack: GLI-3 | Used | Cell Site | 3
Motorola | SGLN6077 | PWA,WIC MDL T1,F/G | Used | Cell Site | 4
Motorola | SGLN6266BA | GL13 DC | Used | Cell Site | 9
Motorola | SGLN6312AA | Card: Multi-channel Controller Card MCC-DO Rev-A | Used | Cell Site | 2
Motorola | SGLN6312BB | Card: Multi-channel Controller Card MCC-DO Rev-A | Used | Cell Site | 1
Motorola | SLN9242EB | Alarm Monitor Board | Used | Cell Site | 1
Motorola | STFF4003A | RF Combiner: 2:1 Transmit Combiner, 850 MHz band, for SC4812T/ET BTS, 2 tuned carrier channels unknown | Used | Cell Site | 2
Motorola | STFF4004A | RF Combiner: 4:1 Cavity Combiner 800MHz for SC4812T/ET BTS | Used | Cell Site | 10
Motorola | STLF1098H | SC4812T-MC AMP CLPA 800 Mhz | Used | Cell Site | 58
Motorola | STLF4005 | 3 Sector MPC 4812 | Used | Cell Site | 6
Motorola | STLF4005C | Module: MultiCoupler Pre-Selector-3 (MPC-3), 800MHz | Used | Cell Site | 6
Motorola | STLF4006C | Board: EMPC 3 Sec Board, 800MHz | Used | Cell Site | 2
Motorola | STLF4009 | BTS Switch Card | Used | Cell Site | 4
Motorola | STLG4009 | CARD: Switch Card 1.9gHZ | Used | Cell Site | 4
Motorola | STLN1209DD | MODULE: ASSY,PWA,ISB,SDU/SPROC | Used | Cell Site | 3
Motorola | STLN4239A | 800MHz LPA Trunking Backplane Kit | Used | Cell Site | 2
Motorola | STLN4500 | Fan Unit: CLPA Fan Unit | Used | Cell Site | 68
Motorola | STLN4500A | Fan Unit: CLPA Fan Unit | Used | Cell Site | 40
Motorola | STLN6679 | UBS DMI , Dual DO Modem Assembly | Used | Cell Site | 2
Motorola | STLN6708 | MODULE: PWA INTERFACE | Used | Cell Site | 2
Motorola | STPN4009 | Power Converter 27V | Used | Cell Site | 9
Motorola | STPN4009C | Module: SC4812 Power Converter 27V | Used | Cell Site | 2
Motorola | STTF1004A | TRUNKING LPA 800MHZ | Used | Cell Site | 1
Motorola | STTG4025D | SC4812T-MC AMP CLPA 1900 Mhz | Used | Cell Site | 1
Motorola | STTG4052B | Optn, XCVR, External GPS | Used | Cell Site | 2
Motorola | STTG4052C | UBS/GPS KIT | Used | Cell Site | 4
Nokia | 470149A | FMFA FLEXI MOUNTING KIT FLOOR/WALL/POLE | Un-Used | Cell Site | 11
Nokia | 470316A | FLEXI EDGE BTS EMHA FLEXI UNIT 3U | Un-Used | Cell Site | 3
Nokia | 470332A | FMCB FLEXI 2U COVERS | Un-Used | Cell Site | 2
Nokia | 472509A | FTSF Synch Cable | Un-Used | Cell Site | 1
Nokia | 473095A | ASIA AirScale Common | Un-Used | Cell Site | 2
Nokia | 473096A | ABIA AirScale Capacity | Un-Used | Cell Site | 8
Nokia | 473751A | FSEE FLEXI SYSTEM EXTERNAL ALARM | Un-Used | Cell Site | 3
Nokia | 473966A.101 | AirScale AHCA RRH, 4T4R, Band 5 FB, 160W Radio | Un-Used | Cell Site | 7
Nokia | 474020A | ABIL 5G Baseband | Un-Used | Cell Site | 62
Nokia | 474021A | ASIK 5G Baseband | Un-Used | Cell Site | 7
Nokia | 474216A | AHFIB Dual RRH 4T4R B25/66 320W | Un-Used | Cell Site | 8
Nokia | 474331A | AHLOA Dual RRH 4T4R B12/7x 240W | Un-Used | Cell Site | 9
Nokia | 470315A | FLEXI EMTA 2RU CASE | Used | Cell Site | 5
Nokia | 471397A | FSEC External OVP | Used | Cell Site | 1
Nokia | 471546A.101 | FLEXI OPTICAL SFP RTXM192-436-C39 | Used | Cell Site | 1
Nokia | 471812A | FYEA GPS Surge Protector Kit | Used | Cell Site | 4
Nokia | 471881A | FOSD Optical SFP 1000Base-SX 850nm MM | Used | Cell Site | 7
Nokia | 472059A | ESMC 472059A System Module | Used | Cell Site | 21
Nokia | 472109A | ESMB 472109A System Module | Used | Cell Site | 16
Nokia | 472797A | FBBC Module | Used | Cell Site | 14
Nokia | 472799A | FSCB Sync FSMF to ESMA/B/C 5m | Used | Cell Site | 1
Nokia | 472811A | FOSN SFP+ 6.144G 2km 1310nm | Used | Cell Site | 8
Nokia | 472833A | FZHJ | Used | Cell Site | 7
Nokia | 472978A | FYGE Enhanced GPS Box | Used | Cell Site | 2
Nokia | 473042A | FHFB Flexi Remote Radio Head 4TX 1900 | Used | Cell Site | 10
Nokia | 473095A | ASIA AirScale Common | Used | Cell Site | 2
Nokia | 473096A | ABIA AirScale Capacity | Used | Cell Site | 13
Nokia | 473188A | FRBG RRH 4-pipe, (2xB12 or B17/ 2xB29) 160W (4x40W) | Used | Cell Site | 3
Nokia | 473394A.101 | FYGM GPS Receiver | Used | Cell Site | 8
Nokia Siemens | 470067A.102 | Flexi Power DC/DC 24 V Module (FPDA) CASE Only | Used | Cell Site | 1
Nokia Siemens | 471895A.203 | Flexi RF Module 1.7/2.1 70W FRIE w/ C ase (Rev. 203) | Used | Cell Site | 3
Nortel | NTFB43AA | Kit: Floor Anchoring Kit | New | Cell Site | 5
Nortel | NTGS8093 | RF Splitter: 1:2 Splitter, 800MHz | New | Cell Site | 14
Nortel | N0007630 | Rear Cover | Un-Used | Cell Site | 7
Nortel | NTFB40AA | Kit: Frame Levelling Kit | Un-Used | Cell Site | 12
Nortel | NTGS2006 | Blank: Dummy Faceplate ASSY, 2" | Un-Used | Cell Site | 26
Nortel | NTGS4993E5 | Card: TCCM-T1 X Connect | Un-Used | Cell Site | 6
Nortel | NTGS6950 | Cable: Fiber Trough | Un-Used | Cell Site | 8
Nortel | NTGS8016 | Cable:RF Coax, Indoor, 85cm | Un-Used | Cell Site | 2
Nortel | NTGS8017 | Cable:RF Coax, Indoor, 100cm | Un-Used | Cell Site | 40
Nortel | NTGS8027 | Cable Assembly: Indoor Power Data 75CM | Un-Used | Cell Site | 5
Nortel | NTGY3080 | Kit: 2 Slot Mounting Kit | Un-Used | Cell Site | 2
Nortel | NTGY5516 | Cable: Cable ASSY, EXT, +24V DC Power | Un-Used | Cell Site | 2
Nortel | NTGZ70ABE5 | MFRM-3 800 MHz DUAL VOLTAGE, RoHS, No SPP | Un-Used | Cell Site | 1
Nortel | NTGZ7540 | Cable: Cable Fiber, MPO to SC | Un-Used | Cell Site | 3
Nortel | NTGZ8001 | Cable: Cable Power/Data, MFRM-3 to 2 TDM Indoor | Un-Used | Cell Site | 8
Nortel | NTGZ8064E6 | Cable: Cable RF, QN RA to N Str LISCA outdoor 700mm | Un-Used | Cell Site | 6
Nortel | NTGZ8065E6 | Cable: Cable RF, QN RA to N Str LISCA outdoor 850mm | Un-Used | Cell Site | 12
Nortel | NTGZ8067E6 | Cable: Cable RF, QN RA to N Str LISCA outdoor 1250mm | Un-Used | Cell Site | 10
Nortel | NTGZ81DA | Duplexer: MFRM-3 1900 MHz A to C Band Tri-sector duplexer | Un-Used | Cell Site | 1
Nortel | NTGZ85AA | Fan Module: MFRM-3 Fan Module | Un-Used | Cell Site | 1
Nortel | P0604193 | Rail Guide | Un-Used | Cell Site | 2
Nortel | A0758423 | 24V, 1.7A Frequency converter Fan | Used | Cell Site | 1
Nortel | AP6C14PT | Card: LVD Card | Used | Cell Site | 2
Nortel | N0102011 | BRACKET, SPLITTER - SIX 1:2 SPLITTERS | Used | Cell Site | 6
Nortel | NT5C15BC | Rectifier: Mini-3000 series rectifier for S8000 | Used | Cell Site | 7
Nortel | NT7C25CB | Battery Interface Module | Used | Cell Site | 2
Nortel | NTAX74AA | MCP-MCS Cellular Processor | Used | Cell Site | 6
Nortel | NTBW18AA | Module: Nortel Metrocell Variable Speed Fan Unit, 24/48V | Used | Cell Site | 1
Nortel | NTBW18AB | Module: Nortel Metrocell Variable Speed Fan Unit, 24/48V | Used | Cell Site | 1
Nortel | NTBW30AA | Circuit Pack: Core Module Dual Voltage 24V / -48V CDMA 800 MHz | Used | Cell Site | 14
Nortel | NTBW30BA | Module: CORE2.0 MODULE DUAL VOLTAGE 24/-48V CDMA Metrocell | Used | Cell Site | 7
Nortel | NTBW30DA | Module: Core2.0 MODULE DUAL VOLTAGE 24v /-48v CDMA Metrocell | Used | Cell Site | 1
Nortel | NTBW30DAE5 | Module: Core2.0 MODULE DUAL VOLTAGE 24v /-48v CDMA Metrocell | Used | Cell Site | 1
Nortel | NTBW40AA | Module: CDMA Metrocell, Control Module Dual Voltage | Used | Cell Site | 9
Nortel | NTBW40BA | Module: NORTEL CDMA METROCELL CM.2 MODULE | Used | Cell Site | 6
Nortel | NTBW4520 | Metrocell Intermodule Power Harness | Used | Cell Site | 1
Nortel | NTBW50AA | Circuit Pack: GPSTM MODULE CDMA FOR METROCELL DUAL VOLTAGE | Used | Cell Site | 2
Nortel | NTBW70AA | XCEM 32 | Used | Cell Site | 17
Nortel | NTBW70BA | Module: XCEM 64 | Used | Cell Site | 1
Nortel | NTBW89DA | Module: MCDTS EVDO DATA-OPTIMIZED MODULE | Used | Cell Site | 22
Nortel | NTBW89DA-E5 | Module: MCDTS EVDO DATA-OPTIMIZED MODULE | Used | Cell Site | 21
Nortel | NTBW89SB | Module: MCDTS EVDO DATA-OPTIMIZED MODULE | Used | Cell Site | 25
Nortel | NTBX01BA | DMS-100 EISP Pack | Used | Cell Site | 71
Nortel | NTDV2040 | Cable; jumper cable, Radio to Duplexer: BTS 3030 | Used | Cell Site | 3
Nortel | NTDV25BA | Module: Controller Module BTS3030, BTS3031 | Used | Cell Site | 6
Nortel | NTDV30BA | Radio: CDMA BTS 3030 Radio Module | Used | Cell Site | 3
Nortel | NTDV30DA | Radio: CDMA BTS 3030 Radio Module | Used | Cell Site | 3
Nortel | NTDV40BA | Duplexer: B-band VDPM 850MHz | Used | Cell Site | 3
Nortel | NTDV41BA | Duplexer: B/E-band VDPM 1900MHz | Used | Cell Site | 19
Nortel | NTDV6005 | Tx RF cable, QMA-RA to QMA-RA, 210 mm | Used | Cell Site | 59
Nortel | NTDV60AA | BTS: NT 3030, 850MHz, ‘B’ Band, 40 Amp -48vdc CDMA BTS | Used | Cell Site | 3
Nortel | NTDV60BA-B1 | BTS: NT 3030, 850MHz, ‘A’ Band, 40 Amp -48vdc CDMA BTS | Used | Cell Site | 1
Nortel | NTGB06CA | CDMA SBS SELECTOR | Used | Cell Site | 126
Nortel | NTGB07CA | Card: CDMA SBS CONTR CARD | Used | Cell Site | 46
Nortel | NTGS18AA | Fan: COOLING UNIT | Used | Cell Site | 2
Nortel | NTGS18AC | Metrocell Fan Tray | Used | Cell Site | 4
Nortel | NTGS2006 | Blank: Dummy Faceplate ASSY, 2" | Used | Cell Site | 182
Nortel | NTGS2007 | Blank: Dummy Faceplate ASSY, 4" | Used | Cell Site | 28
Nortel | NTGS2101 | Backplane; Backplane for Metrocell Digital Shelf | Used | Cell Site | 2
Nortel | NTGS3188 | RF Surge Suppressor: METROCELL TIIM SECONDARY SURGE SUPPRESSOR | Used | Cell Site | 1
Nortel | NTGS3592 | Rectifier: 650 W Rectifier Module | Used | Cell Site | 33
Nortel | NTGS47AB | Breaker Panel -48v for Nortel Metrocell (Older Style) | Used | Cell Site | 1
Nortel | NTGS4993E5 | Card: TCCM-T1 X Connect | Used | Cell Site | 2
Nortel | NTGS50AA | Circuit Pack: GPSTM MODULE CDMA FOR METROCELL | Used | Cell Site | 1
Nortel | NTGS53JA | Duplexer: DPM MOD1 (Duplexer with Preselector), 1900 MHz, Blocks A/D, for CDMA Metrocell | Used | Cell Site | 2
Nortel | NTGS53LA | Duplexer: DPM MOD1 (Duplexer with Preselector), 1900 MHz, Blocks C/F, for CDMA Metrocell | Used | Cell Site | 1
Nortel | NTGS53TA | Duplexer: DPM MOD2 (Duplexer without Preselector), 1900 MHz, Blocks D/C, for CDMA Metrocell | Used | Cell Site | 1
Nortel | NTGS63AA | CEM 32 CARD | Used | Cell Site | 2
Nortel | NTGS63BA | CDMA METRO CELL XCEM 64 CARD | Used | Cell Site | 2
Nortel | NTGS6950 | Cable: Fiber Trough | Used | Cell Site | 7
Nortel | NTGS8010 | Cable: Indoor R.F. n-n 30CM | Used | Cell Site | 2
Nortel | NTGS8016 | Cable:RF Coax, Indoor, 85cm | Used | Cell Site | 6
Nortel | NTGS8030 | Cable: Cable Assy, Indoor, -48V DC Power, DR or Co-located RR, 6M, 10 AWG | Used | Cell Site | 2
Nortel | NTGS8089 | Cable, Power/Data signal harness | Used | Cell Site | 6
Nortel | NTGS8090 | COMBINER SHELF ASSEMBLY | Used | Cell Site | 13
Nortel | NTGS8093 | RF Splitter: 1:2 Splitter, 800MHz | Used | Cell Site | 10
Nortel | NTGS89DB | Duplexer: DPM MOD 1 (with LNA Preselector), 800MHz, Full-band, for FRM/MFRM/MFRM-2, TX: 869-894 MHz, RX: 824-849 MHz, should include mounting trays | Used | Cell Site | 3
Nortel | NTGS89DD | Duplexer: DPM MOD 1 (with LNA Preselector), 800MHz, Full-band, for FRM/MFRM/MFRM-2, TX: 869-894 MHz, RX: 824-849 MHz, should include mounting trays | Used | Cell Site | 15
Nortel | NTGS89DF | Duplexer: 800Mhz B Band DPM Narrow Band | Used | Cell Site | 65
Nortel | NTGS90BA | CDMA METRO CELL BATTERY MONITOR | Used | Cell Site | 2
Nortel | NTGY10AA | Metrocell MTRM1 1900 -48V | Used | Cell Site | 11
Nortel | NTGY10BA | Module: MTRM 24v 1900MHz CDMA for Metrocell | Used | Cell Site | 1
Nortel | NTGY10CA | MTRM -48VDC 800MHZ Radio, CDMA (Multi-carrier Transmit and Receive Module) | Used | Cell Site | 4
Nortel | NTGY10DA | CDMA, 800Mhz MTRM1 EEPROM 24v | Used | Cell Site | 7
Nortel | NTGY3030 | Fiber Cable Assy: Single-pair, Multi-mode, 62.5/125 micron, with SC conn each end, 11 meters, includes cable management tray P0914172, for MFRM-2. | Used | Cell Site | 9
Nortel | NTGY3080 | Kit: 2 Slot Mounting Kit | Used | Cell Site | 6
Nortel | NTGY30AA | Radio Module: MFRM-2, 800 MHz Dual Voltage +24V/-48V | Used | Cell Site | 8
Nortel | NTGY30BA | Radio Module: MFRM-2, 1900 MHz Dual Voltage +24V/-48V | Used | Cell Site | 24
Nortel | NTGY60AD | Cooling Unit | Used | Cell Site | 4
Nortel | NTGY60AE | Fan Cover 1900MHz CDMA for Metrocell | Used | Cell Site | 2
Nortel | NTGY60AG | Cooling Unit | Used | Cell Site | 15
Nortel | NTGY70AB | MPAM -48VDC 800MHZ Amplifier, CDMA (Multi-carrier Power Amplifier Module) | Used | Cell Site | 1
Nortel | NTGY70AB | MPAM -48VDC 800MHZ Amplifier, CDMA (Multi-carrier Power Amplifier Module) | Used | Cell Site | 2
Nortel | NTGY70BB | Amplifier: MPAM 800MHZ Amplifier with soft fail. CDMA (Multi-carrier Power Amplifier Module) | Used | Cell Site | 1
Nortel | NTGY80AB | Module: MPAM 30 Amp 48VDC 1900MHz CDMA for Metrocell | Used | Cell Site | 16
Nortel | NTGY80BB | Module: MPAM 30 Amp 24VDC 1900MHz CDMA for Metrocell | Used | Cell Site | 6
Nortel | NTGY92AA | Combiner: MFRM COMBINER A BAND (A1,A2,A3&A7,A8) | Used | Cell Site | 11
Nortel | NTGY92BA | Combiner: MFRM COMBINER B BAND (B1 B2 B3&B7 B8) | Used | Cell Site | 2
Nortel | NTGZ7090 | MOUNTING KIT, 1 SLOT | Used | Cell Site | 3
Nortel | NTGZ70AA | MFRM-3 800 MHZ DUAL VOLTAGE | Used | Cell Site | 2
Nortel | NTGZ70ABE5 | MFRM-3 800 MHz DUAL VOLTAGE, RoHS, No SPP | Used | Cell Site | 10
Nortel | NTGZ70BA | MFRM-3 1900 MHZ DUAL | Used | Cell Site | 12
Nortel | NTGZ70BBE5 | MFRM-3 1900 MHZ DUAL VOLTAGE | Used | Cell Site | 3
Nortel | NTGZ70CAE5 | MFRM3 AWS band 1.7/2.1GHz. | Used | Cell Site | 2
Nortel | NTGZ7540 | Cable: Cable Fiber, MPO to SC | Used | Cell Site | 8
Nortel | NTGZ8042E6 | Cable: Cable RF, QN RA to QN Str LISCA Outdoor 500mm | Used | Cell Site | 13
Nortel | NTGZ8068E6 | Cable RF, QNRA to N Str LISCA Outdoor 1500mm | Used | Cell Site | 13
Nortel | NTGZ80AA | Duplexor: Duplexor: Tri Sector Duplexor 800 MHz, A Band | Used | Cell Site | 5
Nortel | NTGZ8101E6 | Cable: Cable RF, QMA RA to QMA Str Outdoor 400mm | Used | Cell Site | 2
Nortel | NTGZ8168E6 | Cable RF, QMA Str to N str outdoor 1500mm | Used | Cell Site | 6
Nortel | NTGZ81AA | Duplexer: 1900 MHz A and D band | Used | Cell Site | 1
Nortel | NTGZ81CA | Duplexor: Tri Sector Duplexor 1900 MHz, C&F Band | Used | Cell Site | 1
Nortel | NTGZ82AA | SPLITTER 1:2 800 to 1900 MHz | Used | Cell Site | 12
Nortel | NTGZ85AA | Fan Module: MFRM-3 Fan Module | Used | Cell Site | 2
Nortel | NTGZ8610 | Cable: Cable Alarm | Used | Cell Site | 6
Nortel | NTK507LBE5 | DCS, Fan, Cooling Fan Module | Used | Cell Site | 3
Nortel | NTLK1017E5 | Heat Exchanger | Used | Cell Site | 1
Nortel | NTPB10AA | Card: 11-Port Multiservice Wireless function Processor | Used | Cell Site | 5
Nortel | NTPB11AA | MODULE: PROCESSOR 24 PORT WIRELESS FUNCT BCN | Used | Cell Site | 1
Nortel | NTPB17AB | MUX: CCMC 8 PORT T1 MULTIPLEXER | Used | Cell Site | 9
Nortel | NTPX48RB | SUN NETRA CP3060 CARD | Used | Cell Site | 1
Nortel | NTPX48RJ | SUN NETRA TM1160-SFP CARD | Used | Cell Site | 1
Nortel | NTQA1301 | Cable Assy (RF): PA RF OUT to COMB TX IN | Used | Cell Site | 103
Nortel | NTQA57AA | Module: S8000 PSU | Used | Cell Site | 2
Nortel | NTQA66CB | CARD: CMCF Board Phase 2 for S8/S12000 BTS | Used | Cell Site | 5
Nortel | NTQA88HA | DRX for GSM 800, Edge | Used | Cell Site | 1
Nortel | NTQA9109 | Rectifier Shelf: Rectifier shelf for Nortel S8000 | Used | Cell Site | 1
Nortel | NTQA91HA | Rectifier 680w Gsm For S8000 BTS | Used | Cell Site | 49
Nortel | NTQA9802 | Unit: DACS BLOWER SPEED REGULATOR | Used | Cell Site | 5
Nortel | NTRZ80AA | Module: XCEM64 PNP | Used | Cell Site | 11
Nortel | NTRZ80BA | Module: XCEM-192 PNP, CHANNEL ELEMENT MODULE 192 CHANNEL | Used | Cell Site | 4
Nortel | NTRZ80BAE5 | Module: XCEM-192 PNP, CHANNEL ELEMENT MODULE 192 CHANNEL | Used | Cell Site | 1
Nortel | NTRZ81BAE5 | Module:XCEM-192 PNP, CHANNEL ELEMENT MODULE 192 CHANNEL | Used | Cell Site | 1
Nortel | P0905082 | Cover: EMI Cover, Type C | Used | Cell Site | 131
Panasonic | CCAH32ST03 | Antenna: GPS L1 Antenna (58532A) | Used | Cell Site | 18
PCTEL | GPS-TMG-HR-26NMC | 1575 MHz 3.5 dBic Timing Antenna, 26dB Amplifier | Used | Cell Site | 1
Powerwave | LGP13901 | Power Amplifier: Tower Mounted Amplifier Dual Duplex 1900Mhz Full-band with bypass | Used | Cell Site | 4
Powerwave | RH304022/211 | FT Dual Band PCS/Cellular | Used | Cell Site | 2
Symmetricom | 58532A | GPS L1 Reference Antenna | Used | Cell Site | 7
ADC | FSN-2-708519-2-HP | Fusion Remote 700ABC/850/1900 | New | DAS | 2
ADC | UNS-ACCEL-1 | InterReach Unison Accel Hub, 115/230VAC | New | DAS | 1
ADC | FSN-2-758519-2-HP | InterReach Fusion 700 LTE (Upper C), 850 CELL, 1900 PCS High Power Remote Access Unit (RAU). | Un-Used | DAS | 7
ADC | FSN-W1-EH-2 | INTERREACH FUSION WIDEBAND FOR 1900/AWS | Un-Used | DAS | 5
ADC | FSN-W1-MH-2-1800/2100 | Fusion wideband 1800/2100 Main Hub | Un-Used | DAS | 4
ADC | FSN-W2-MH-3-700/2100/700 | Fusion Main Hub (700/2100/700MHz) | Un-Used | DAS | 1
ADC | FSN-W2-MH-3-700UC/700UC | Fusion Main Hub (700UC/ 700UC MHz) | Un-Used | DAS | 1
ADC | FSN-W4-702121-1-HP | 700 ABC/AWS HP/AWS HP RAU Wideband | Un-Used | DAS | 3
ADC | FWU-20000HUDART | PRISM, 800 CELL, One Dart, Classic | Un-Used | DAS | 2
ADC | FOA-INLC010 | FOA IN-LINE LC 10DB | Used | DAS | 6
ADC | FSN-2-708519-1-HP | Fusion Remote 700ABC MIMO/700uC/850/1900 | Used | DAS | 2
ADC | FSN-2-708519-1-HP | Fusion Remote: 700ABC MIMO/700uC/850/1900 | Used | DAS | 2
ADC | FSN-2-708519-2-HP | Fusion Remote 700ABC/850/1900 | Used | DAS | 23
ADC | FSN-8519-1 | InterReach Fusion 850MHz CELL, 1900MHz PCS Remote Access Unit | Used | DAS | 16
ADC | FSN-EH-2 | InterReach Expansion Hub | Used | DAS | 7
ADC | FSN-W1-EH-2 | INTERREACH FUSION WIDEBAND FOR 1900/AWS | Used | DAS | 12
ADC | FSN-W1-MH-2-1800/2100 | Fusion wideband 1800/2100 Main Hub | Used | DAS | 1
ADC | FSN-W2-7021-1 | Fusion 700 LTE/2100 AWS Remote Access Unit (RAU) | Used | DAS | 1
ADC | FSN-W2-MH-3 | Fusion Wideband 700AWS/700UC/700LC Main Hub | Used | DAS | 4
ADC | FWP-0000SERFII | Prism Host SERF-II | Used | DAS | 5
ADC | FWP-8426000MOD | PRISM 20W PCS MODULE DIVERSITY | Used | DAS | 13
ADC | FWP-U816100MOD | 40W 700 Upper C Module, NON-DIVERSITY, SGL SD (SGL-SLOT) | Used | DAS | 2
ADC | FWU-20000HUDART | PRISM, 800 CELL, One Dart, Classic | Used | DAS | 36
ADC | FWU-86000HUDART | Card: Spectrum Pcs 1900 Host Dart Card | Used | DAS | 70
ADC | FWU-U6000HUDART | Spectrum 700 Upper C Host SDART Card | Used | DAS | 60
ADC | MMW-110-VSD-SYS | LGC-ADC-3.072 GBPS MMW SYS | Used | DAS | 2
ADC | UNS-1-MH-2 | INTERREACH UNISON MAIN HUB Two Versions: AWS Main Hub Cell/PCS Main Hub | Used | DAS | 23
ADC | UNS-1-MH-2 | INTERREACH UNISON MAIN HUB Two Versions: AWS Main Hub Cell/PCS Main Hub | Used | DAS | 1
ADC | UNS-AWS-1 | SPARE/AWS REM ACCESS UNT 1.7 | Used | DAS | 7
ADC | UNS-EH-2 | InterReach Unison Expansion Hub | Used | DAS | 22
ADC | UNS-iDEN-1 | UNISON 800MHZ IDEN REMOTE | Used | DAS | 3
ADC Digivance | F4CT-F9A-JF-30 | QUAD FIBER JACK CONNECTOR 30M | Un-Used | DAS | 15
ADRF | AD-PA-1921-18-20HFB | Panel Antenna | Un-Used | DAS | 4
ADRF | SDR-30-SMR | SMR800/900 RF MODULE 80DB GAIN30 | Un-Used | DAS | 1
ADRF | SDR-CHC-S | Channel Combiner (Sprint) | Un-Used | DAS | 1
ADRF | DUO-I6525NM | DUO RF Repeaters with Frequency 806 to 940 MHz, Uplink 806 to 824 MHz or 817 to 824 MHz (SMR800), 896 to 901 MHz (SMR900), Downlink 851 to 869 MHz or 862 to 869 MHz(SMR800), 935 to 940 MHz (SMR900), Output Power 25 dBm | Used | DAS | 1
ADRF | EPOCH-HP-05 | EPOCH RF Repeater, 1.85 to 1.995 GHz, Output Power 27 to 37 dBm | Used | DAS | 1
ADRF | EPOCH-III-P8030NM | CDMA 1900MHz RF Repeater, 30db | Used | DAS | 1
ADRF | EPOCH-S02 | RADIO REPEATER | Used | DAS | 2
ADRF | EPOCH-S02-19001W | EPOCH-S02 1900-1W Cell repeater | Used | DAS | 2
ADRF | SDR-NMS | INCLUDES CHASSIS, NETWORK MANAGEMENT SYSTEM ACCESSORIES & WALL MOUNTING BRKT | Used | DAS | 2
Advanced RF Technologies | SDR-30-P | Module: PCS RF Module (90 DB max gain, 30 DBM composite output power), supports technology | Used | DAS | 1
Amerifiber | FJS456/003M | Fiber: SCAPC/LC SM/Duplex 3.0mm (3 Meter) | New | DAS | 2
Andrew | C-6-CPUSE-N | Coupler: 6 db Directional Coupler | New | DAS | 2
Andrew | S-3-CPUSE-L-N | Splitter Three-way Low Power 698–2700 MHz | Un-Used | DAS | 36
Andrew | TFAH-US7B-14 | ION®-B Series High Power Remote Unit for Cellular 700, LMR 800, Cellular 850, LMR 900, AWS, PCS 1900, and WiMAX. Includes AC Power Supply | Un-Used | DAS | 5
Andrew | TLCN2 | ION-B Series Two-way Wireless Splitter/Combiner | Un-Used | DAS | 1
Andrew | TLCN2-W | ION-B Wideband 2-Way RF Splitter/Combiner - Separate Paths - SMA-Female Connector | Un-Used | DAS | 1
Andrew | TLCN4-W | ION-B Series Wideband Four-way Splitter/Combiner | Un-Used | DAS | 1
Andrew | TLCN8-W | ION-B 8-Way Coupler 350-2700 MHz SMA-F 4HEX7TE | Un-Used | DAS | 2
Andrew | 7577538-00 | Module: RF Module 800 MHz, 37dBm (SMR) | Used | DAS | 1
Andrew | 7610413-02 | Antenna Combiner | Used | DAS | 1
Andrew | S-3-CPUSE-L-N | Splitter Three-way Low Power 698–2700 MHz | Used | DAS | 1
Andrew | TDPN19E | ION-B PCS 1900 Extended Ceramic Duplexer | Used | DAS | 3
Andrew | TFAH-US4B-14 | ION-B Remote Unit: Cell 850, AWS/PSC1900/LTE700 Fiber Remote, Includes AC Power Supply | Used | DAS | 6
Andrew | TFAH-US6B-34 | ION-B Series High Power Remote Unit for LMR 700, LMR 800, Cellular 850, LMR 900, AWS, and PCS 1900. DC Power | Used | DAS | 1
Andrew | TFAH-US7B-14 | ION®-B Series High Power Remote Unit for Cellular 700, LMR 800, Cellular 850, LMR 900, AWS, PCS 1900, and WiMAX. Includes AC Power Supply | Used | DAS | 2
Andrew | TFAH-US7B-34 | ION®-B Series High Power Remote Unit for Cellular 700, LMR 800, Cellular 850, LMR 900, AWS, PCS 1900, and WiMAX. Includes AC Power Supply | Used | DAS | 2
Andrew | TFAH-US85/19-34 | ION-B Series High Power Remote Unit for Cellular 850 and PCS 1900 | Used | DAS | 12
Andrew | TFLN2504/4 | ION-B Master Optical Base Transceiver 4 / 4, SC/APC 700-2700MHz | Used | DAS | 30
Andrew | TFLN2504/4 | OPTICAL BASE UNITS, 4 / 4, SC/APC | Used | DAS | 40
Andrew | TLCN2 | ION-B Series Two-way Wireless Splitter/Combiner | Used | DAS | 5
Andrew | TLCN2-W | ION-B Wideband 2-Way RF Splitter/Combiner - Separate Paths - SMA-Female Connector | Used | DAS | 15
Andrew | TLCN2-W | Wideband 2-Way RF Splitter/Combiner - Separate Paths - SMA-Female Connector | Used | DAS | 4
Andrew | TLCN4 | ION-B Series Four-way Splitter/Combiner | Used | DAS | 5
Andrew | TLCN4-W | ION-B Series Wideband Four-way Splitter/Combiner | Used | DAS | 48
Andrew | TLCN8-W | ION-B 8-Way Coupler 350-2700 MHz SMA-F 4HEX7TE | Used | DAS | 158
Andrew | TLCN8-W | Coupler: ION-B 8-WAY 350-2700 MHz SMA-F 4HEX7TE | Used | DAS | 10
Andrew | TPOI 7/7 | ION-B - Point of Interface for 700 MHz / AWS Applications | Used | DAS | 2
Andrew | TPOI7/7 | ION-B - Point of Interface for 700 MHz / AWS Applications | Used | DAS | 2
Black Box | LHC015A-R3 | MEDIACONV10/100MBPS | New | DAS | 15
Cellular Specialties, inc. | 415-BS91-006 | Diplexer, LTE Upper C band, 50W | New | DAS | 5
Cellular Specialties, inc. | CBC31/696-1990 | Coupler:696-746 MHz, 820-900 & 1850-1990 MHZ, CROSSBAND COUPLER/DIPLEXER | Un-Used | DAS | 2
Cellular Specialties, inc. | 415-1551-005 | Duplexer ONLY. 700 Mhz Public Safety band duplexer, SMA-F Connectors. | Used | DAS | 1
Cellular Specialties, inc. | CSI-BDA51062 | Repeater: 824-894 MHz Full Cellular 62dB Repeater | Used | DAS | 1
Cellular Specialties, inc. | CSI-BDA51062-PC5 | Repeater: Model 510 / 610 Series In-Building Amplifier 65 dB 0.5 Watt | Used | DAS | 2
Cellular Specialties, inc. | CSI-SPD4/700-2.7K/N | 700-2700 MHz, 4 OUTPUTS, 0.5 DB INSERTION LOSS (DB), N(F), POWER DIVIDERS | Used | DAS | 1
Chatsworth | 12787-536 | Rail-Equip 3' | Un-Used | DAS | 1
Chatsworth | 13604-718 | EAsy Swing Rack | Un-Used | DAS | 3
Clearcomm | CCDP-327-1 | Duplexer 850 MHz High Power Indoor 7/16 DIN Connectors | Used | DAS | 1
Clearcomm | CCDP-802-1W | Duplexer, WideBand Type 7-16 DIN Female Connectors | Used | DAS | 18
Clearcomm | CCFA-386-1W | Triplexer (700,850,& 1900 Band), 7/16 DIN Connector, Weatherized | Used | DAS | 22
Commscope | 7619978 | Fan Unit W-Cabinet | New | DAS | 7
Commscope | 7161269-00 | Combiner 4:1 698-960-11D | New | DAS | 2
Commscope | 7622074-00 | Fan Guard for Outdoor ION-M Remotes | New | DAS | 8
Commscope | 7626889-00 | FCM RU 7P/7P Double Connect | New | DAS | 1
Commscope | 7643690-00 | PDU to ION-U Subrack DC cable | New | DAS | 2
Commscope | 7658963-01 | Internal Power Supply for Extension Unit TFBH23/23-3 | New | DAS | 2
Commscope | 7659271-02 | SR12/dM. ION-U subrack with dSMR backplane | New | DAS | 1
Commscope | 7669582-0002 | ION-U Low Power Remote Unit for USA 700 and USA 750, SMR 800, CEL 850, AWS 1700, and PCS 1900 Band Applications | New | DAS | 4
Commscope | 7669582-0003 | ION-U Low Power Remote Unit for USA 700 and USA 750, SMR 800, CEL 850, AWS 1700, and PCS 1900 Band Applications | New | DAS | 1
Commscope | DGVX-CA100000 | RF CABLE, 10 FEET, N MALE TO N MALE | New | DAS | 10
Commscope | FWP-RUFAN001 | Prism Remote Unit Fan | New | DAS | 14
Commscope | FWU-L6000HUDART | Spectrum 700 Lower ABC Host DART Card | New | DAS | 1
Commscope | SPT-700LABCP1IFD | TE Flexwave Spectrum 700 Lower ABC Remote DART Card | New | DAS | 2
Commscope | TFAH-ES70/80-37 | ION-B Series High Power Remote Unit for LMR 700 and LMR 800 Band High Power Applications | New | DAS | 5
Commscope | TPRN64 | ION-B Series Subrack, dc | New | DAS | 3
Commscope | TPSN1/28-150 | AC Power Supply Adapter ION-B Series Remote Units, 150 W | New | DAS | 1
Commscope | TRSPM-1 | ION-B Series Remote TRSPM-1 / 65901201 Power Supply Module, AC to DC | New | DAS | 66
Commscope | 7638952 | 19" HE Rack (Cabinets | Un-Used | DAS | 2
Commscope | 715877-5622 | ION-M Optical Mater Unit Frame | Un-Used | DAS | 1
Commscope | 7561392-0018 | Rack: BDA accessories, node A4 100-240 VAC power | Un-Used | DAS | 1
Commscope | 7634507-01 | i-POI® CommScope Active Intelligent Point of Interface, PCS 1900 band, GSM | Un-Used | DAS | 2
Commscope | 7658884-01 | ION-U Series Sector Matrix 8x4 | Un-Used | DAS | 1
Commscope | 7674265-00 | OTRx H M1. High Power Master Optical Transceiver | Un-Used | DAS | 2
Commscope | 7698400-0001 | ION-U H 7P/80-85P/17P/19P-Vac-M2 | Un-Used | DAS | 2
Commscope | C-15-CPUSE-N-Ai6 | CouplerAir Directional 15dB 555–2700 MHz | Un-Used | DAS | 2
Commscope | C-20-CPUSE-N | Coupler Air Directional 698-2700MHz 20dB N Female Connectors | Un-Used | DAS | 6
Commscope | C-6-CPUSE-N-A | Coupler: 698-2700 MHz 6dB air directional coupler. N Female connectors. | Un-Used | DAS | 56
Commscope | C-6-CPUSE-N-AI6 | Coupler Air Directional 698-2700MHz 6dB | Un-Used | DAS | 4
Commscope | CELLMAX-EXT-CPUSE | Cell-Max Directional Outdoor Antenna, 698–960 MHz and 1710–2700 MHz | Un-Used | DAS | 5
Commscope | FOA-INLC010 | 10dB SM LC In-Line Attenuator. | Un-Used | DAS | 10
Commscope | FOA-INLC015 | 15dB SM LC In-Line Attenuator. | Un-Used | DAS | 10
Commscope | FOA-INLC05 | 05dB SM LC In-Line Attenuator. | Un-Used | DAS | 10
Commscope | FSN-1-MH-1-800/900/1900 | Cell/PCS Fusion Main Hub (800/900/1900MHz) | Un-Used | DAS | 1
Commscope | FSN-2-MHDC-2 | Fusion Main Hub, DC Input Power | Un-Used | DAS | 4
Commscope | FSN-W1-EHDC-2 | Fusion Wideband Expansion Hub, DC Input Power | Un-Used | DAS | 1
Commscope | FSN-W4-MH-1 | InterReach Fusion Main Hub (AC) | Un-Used | DAS | 1
Commscope | FSN-W5-851921-1-HP | FUSION WB 850/HP-1900/HP-AWS RAU | Un-Used | DAS | 3
Commscope | FWU-SMCW1550XVR | SFP , CWDM 1551nm, 26db | Un-Used | DAS | 8
Commscope | FWU-SMHU1550XVR | 1550NM FIBER OPTIC TRANSCEIVER | Un-Used | DAS | 7
Commscope | H-4X4-CPU-N | HYBRID MATRIX 4X4 OPERATING BAND 800-2200 MHZ N-TYPE CONNECTION | Un-Used | DAS | 3
Commscope | H-4X4-CPUSE-N-A | 4x4 High Power Hybrid Matrix, 698–2700 MHz | Un-Used | DAS | 1
Commscope | S-2-CPUSE-H-N | Two-way Reactive Power Splitter, 698–2700 MHz | Un-Used | DAS | 2
Commscope | S-2-CPUSE-L-N | `698-2700 MHz Low Power 2-Way Splitter, N-Female Ports | Un-Used | DAS | 50
Commscope | S-4-CPUSE-L-N | COMMSCOPE 698-2700 MHz Low Power 4WAY | Un-Used | DAS | 12
Commscope | SPT-000000850IFD | FlexWave Spectrum, 850 CELL, IF DART | Un-Used | DAS | 1
Commscope | SPT-00700UCP1IFD | Spectrum, 700 UpperC Path-1, IF DART | Un-Used | DAS | 2
Commscope | SPT-2400ACDC-1 | Spectrum AC Input Power Supply | Un-Used | DAS | 2
Commscope | SPT-700LABCP2IFD | IF DART, 700 Lower ABC, Path 2 | Un-Used | DAS | 1
Commscope | SPT-S1-2121-1-MIMO | AWS MIMO AWS Secondary Remote Antenna Unit OBS-TLA,SPT, 2100AWSP1/ 2100AWSP2, MIMO,SE | Un-Used | DAS | 8
Commscope | SPT-S1-8019-22 | TE Spectrum, 800 P2-1900 P2 Secondary RAU | Un-Used | DAS | 1
Commscope | TFAH-US7B | Remote Unit | Un-Used | DAS | 2
Commscope | TFAM85/19 | ION-B Series Medium Power Remote Unit for Cellular 850 and PCS 1900 No External Power Supply included | Un-Used | DAS | 13
Commscope | TIL-US1-HL | ION-B Series Interconnect Link for Cellular 700, LMR 700, LMR 800, Cellular 850, LMR 900, AWS, and PCS 1900 Extended, two fiber version. Includes (1) of each: TSRX-244/8, TMRX-200, and Qty (2) TDTX-300 | Un-Used | DAS | 22
Commscope | TIL-US1-HL/1 | ION-B Series Interconnect Link for Cellular 700, LMR 700, LMR 800, Cellular 850, LMR 900, AWS, and PCS 1900 Extended, two fiber version Including the following: Qty (1) TSRX-244/1 Receiver Module, Qty (1) TMRX-200 Receiver Module, Qty (2) TDTX-300 Transmitter Module | Un-Used | DAS | 1
Commscope | TPOI80/92/19E | Ion-B - Multiband RF Points of interface for LMR 800, LMR 900, and PCS 1900 | Un-Used | DAS | 1
Commscope | TPOI85/17/19E | ION-B Series Multiband RF Point of Interface for Cell 850, AWS, and PCS 1900 Extended | Un-Used | DAS | 5
Commscope | TPSN3/05-30 | Power Supply Unit DC In | Un-Used | DAS | 10
Commscope | TRSN13-1 | Centralized DC Power Supply -48VDC to -57 VDC. Feeds up to 12 DC Remote Units. 1.75" H x 19" W | Un-Used | DAS | 2
Commscope | TSRX-244/1 | Receiver Module for ION-B Series Interconnect Link | Un-Used | DAS | 1
Commscope | TSUN1 | Remote supervision unit for the ION-B Britecell distribution system. Provides alarm and control platform for 14 sub-racks. 19" rack mount. 85-264VAC | Un-Used | DAS | 1
Commscope | 7159467 | ION-M DC/DC-POWER SUPPLY 48V MODULE | Used | DAS | 9
Commscope | 7159468 | AC/DC Power Supply 115V-230V | Used | DAS | 2
Commscope | 7163020 | 19" FAN 1U 12VDC | Used | DAS | 1
Commscope | 7163420 | Subrack 4 PSU AC 3HU ION-M MMR | Used | DAS | 1
Commscope | 7164273 | OTRx 8-9/18-21 MU ION-M MMR Optical Wavelength Module | Used | DAS | 1
Commscope | 7583020 | CABLE SMA-SMA MALE STR RD316 35CM | Used | DAS | 11
Commscope | 7583021 | CABLE SMA-SMA MALE STR RD316 45CM | Used | DAS | 2
Commscope | 7708015 | ION MAINS BLOCK KIT AC | Used | DAS | 3
Commscope | 900168301 | TSUN1 BC Plus Remote Supervision Unit | Used | DAS | 1
Commscope | 7159207-0001 | ION-M Remote Radio Unit, MMR8A/19 | Used | DAS | 1
Commscope | 7159208-0001 | ION-M85P/19P DAS Remote Radio Amplifier | Used | DAS | 4
Commscope | 7161214-0004 | RMC without Modem | Used | DAS | 2
Commscope | 7161351-00 | ION-M Display & Keyboard Drawer - 1 HU - 12 VDC | Used | DAS | 1
Commscope | 7541164-0001 | ION-M80-85P/90/17P/19P Remote Unit | Used | DAS | 2
Commscope | 7543377-0001 | ION-M90/17P Remote Unit | Used | DAS | 2
Commscope | 7543378-0005 | ION-M80-85P/19P Remote Unit | Used | DAS | 1
Commscope | 7548470-0001 | ION-M17P DAS Remote Unit | Used | DAS | 14
Commscope | 7548470-0002 | ION-M17HP Remote Unit | Used | DAS | 1
Commscope | 7562874-0001 | ION-M Remote Unit. ION-M17P/19P 1 Ant. Port | Used | DAS | 4
Commscope | 7563207-00 | ION-M OTRx 17P/17P/17P MU-G | Used | DAS | 7
Commscope | 7566633-0001 | ION-M85P/19P | Used | DAS | 4
Commscope | 7574024-00 | Type E10192- BTS Mobile | Used | DAS | 1
Commscope | 7577540-00 | Node A Module, AF 8527, 824-849/869-894 MHz, 27 dBm | Used | DAS | 1
Commscope | 7577546-00 | NODE A 900 SMR 5W Amplifier Module | Used | DAS | 1
Commscope | 7578527-00 | Subrack 4 OTRx w/o mounting plate | Used | DAS | 5
Commscope | 7602541-00 | Node A Module, DCM AF 4037 (Uplink 455 to 470 MHz / Downlink 450 to 465 MHz) | Used | DAS | 1
Commscope | 7604304-00 | OTRX 70-85/90/17-21 MU | Used | DAS | 1
Commscope | 7604304-02 | OTRX 70-85/90/17-21 MU-G | Used | DAS | 5
Commscope | 7604304-03 | OTRx 70-85/90/17-21 MU-G | Used | DAS | 1
Commscope | 7604841-0001 | ION-M85P/19P Remote; 85-264,VAC 700 MHz Ext. Port, | Used | DAS | 3
Commscope | 7604895-0002 | ION-M7P/7 High Power Remote Unit | Used | DAS | 2
Commscope | 7606047-01 | Module - conv mod. 7P/7P MU Single Conv | Used | DAS | 2
Commscope | 7622238-0001 | ION-M85P/19HP, 85-264 VAC, 700 MHz Ext. Port.2 Ant. Port M Cabinet | Used | DAS | 1
Commscope | 7626938-00 | Lte-Subrack3Otrx | Used | DAS | 2
Commscope | 7627498-00 | Node A Module, DCM AF 1528 (Uplink / Downlink 148 to 174 MHz) | Used | DAS | 1
Commscope | 7627572-0006 | RMC1600 Windows Server 2008 w/o Modem | Used | DAS | 1
Commscope | 7627572-0008 | RMC1600 Windows Server 2008 w/ MC88 | Used | DAS | 1
Commscope | 7627572-0012 | RMC1600 ION-U Linux | Used | DAS | 1
Commscope | 7629728-0002 | Remote: ION-M7P/85P/17P/19P 1 Ant. Port | Used | DAS | 1
Commscope | 7629728-0003 | CommScope ION -M7P/17P/19P 1 Ant. Port Remote Unit | Used | DAS | 2
Commscope | 7629728-0006 | ION-M7P/85P/17P/19P 2 Ant Ports | Used | DAS | 3
Commscope | 7629728-0007 | ION-M7P/17P/19P Remote Unit | Used | DAS | 1
Commscope | 7632532-00 | Fan Unit ML-Cabinet | Used | DAS | 3
Commscope | 7634507-01 | i-POI® CommScope Active Intelligent Point of Interface, PCS 1900 band, GSM | Used | DAS | 1
Commscope | 7634508-02 | i-POI 19-U CommScope Active Intelligent Point of Interface, PCS 1900 band, UMTS | Used | DAS | 12
Commscope | 7634509-02 | i-POI 85-G CommScope Active Intelligent Point of Interface, CEL 850 band, GSM | Used | DAS | 1
Commscope | 7634510-00 | I - POI 85 - U | Used | DAS | 2
Commscope | 7634510-01 | CommScope Active Intelligent Point of Interface, CEL 850 band, UMTS | Used | DAS | 4
Commscope | 7634511-00 | ION i-POI 17-U CommScope Active Intelligent Point of Interface, AWS 1700 band, UMTS | Used | DAS | 2
Commscope | 7634512-01 | CommScope Active Intelligent Point of Interface, AWS 1700 band, LTE MIMO/i-POI 17/17 | Used | DAS | 16
Commscope | 7634513-01 | CommScope Active Intelligent Point of Interface, USA 700 band, LTE MIMO | Used | DAS | 2
Commscope | 7634516-01 | I - POI 80 - U | Used | DAS | 1
Commscope | 7634537-01 | i-POI 19/19 - Active Intelligent Point of Interface PCS 1900 band LTE MIMO | Used | DAS | 17
Commscope | 7634986-0001 | ION-M17P/17P/17P | Used | DAS | 2
Commscope | 7635456-00 | Battery Pack for an RMC1600 | Used | DAS | 2
Commscope | 7637442-01 | ION Subrack, five power supply units, ac/dc, 1 HU | Used | DAS | 1
Commscope | 7637443-02 | Power Supply Unit for ION Series, -40 to -70 Vdc, 850 W | Used | DAS | 3
Commscope | 7637444-01 | Power Supply Unit for ION. PM850-Vac | Used | DAS | 7
Commscope | 7640450-00 | Alarm cable 0.7m inter-subrack connection | Used | DAS | 2
Commscope | 7640681-00 | ION Power Distribution Unit | Used | DAS | 2
Commscope | 7641375-00 | IFC-S | Used | DAS | 1
Commscope | 7641375-01 | ION-U Series Sub-Rack Interface IFC-S Card | Used | DAS | 3
Commscope | 7644732-0001 | ION-M7P/17P 2 Ant. Ports | Used | DAS | 1
Commscope | 7644783-00 | SR 12 (ION-U subrack) | Used | DAS | 2
Commscope | 7645469-02 | ION-U Series High Power Master Optical Transceiver with WCS Band Support | Used | DAS | 1
Commscope | 7647442-01 | SR/PS | Used | DAS | 1
Commscope | 7658884-01 | ION-U Series Sector Matrix 8x4 | Used | DAS | 4
Commscope | 7659271-02 | SR12/dM. ION-U subrack with dSMR backplane | Used | DAS | 1
Commscope | 7669580-00 | ION-U Series Low Power Master Optical Transceiver OTRX L/4 | Used | DAS | 1
Commscope | 7669582-0001 | ION-U L 7/80-85/17P/19P-Vac 1 | Used | DAS | 1
Commscope | 7669582-0002 | ION-U Low Power Remote Unit for USA 700 and USA 750, SMR 800, CEL 850, AWS 1700, and PCS 1900 Band Applications | Used | DAS | 5
Commscope | 7669582-0003 | ION-U Low Power Remote Unit for USA 700 and USA 750, SMR 800, CEL 850, AWS 1700, and PCS 1900 Band Applications | Used | DAS | 1
Commscope | 7669582-0008 | Ion-Ul7/80-85/17Ep/19P-Vdc | Used | DAS | 2
Commscope | 7674265-0001 | OTRX M1 | Used | DAS | 1
Commscope | 7674471-0002 | ION-U High Power Remote Unit for AWS 1700 Band Applications | Used | DAS | 3
Commscope | 7677897-00 | Intelligent Point of Interface (IPOI L M1 17/19) card | Used | DAS | 1
Commscope | 7698400-0001 | ION-U H 7P/80-85P/17P/19P-Vac-M2 | Used | DAS | 1
Commscope | AIP-ACU-1 | AIP Control Unit (ACU) | Used | DAS | 1
Commscope | AIP-BIU850-1 | AIP RF MODULE 850 MHZ | Used | DAS | 2
Commscope | AIP-CSU-1 | Split/Comb Tray, Config1 | Used | DAS | 2
Commscope | ATC : 7707729-00 | Active iPOI, L 17E/2 | Used | DAS | 1
Commscope | ATC : TPRN24 | Active 12 Slot Subrack w/Redundant AC Power | Used | DAS | 1
Commscope | CBC61921Y-DS | Triplexer 555–894 /PCS/AWS1-4 with DC sense | Used | DAS | 30
Commscope | CELLMAX-D-CPUSEi | 698-960/1710-2700 MHz Indoor Directional Panel Antenna , IP3 -140dBc | Used | DAS | 1
Commscope | CMAX-DM20-CPUSEV53 | Cell-Max Low PIM Directional High Capacity Venue MIMO Antenna, 698–960 MHz and 1710–2700 MHz, 20-Deg | Used | DAS | 5
Commscope | FOA-INLC015 | 15dB SM LC In-Line Attenuator. | Used | DAS | 2
Commscope | FOA-INLC05 | Lgc-Adc-In-Lineattensml | Used | DAS | 2
Commscope | FP4-GREYSSKIT | Prism.Quadsolarshiel | Used | DAS | 2
Commscope | FSN-1-MH-1 | Cell/PCS Fusion Main Hub | Used | DAS | 1
Commscope | FSN-1-MH-1-800/1900 | 800l/ 1900 PCS Fusion Main Hub | Used | DAS | 4
Commscope | FSN-1-MH-1-850/1900/NotConfigured | Fusion Main Hub 850 cell / 1900 PCS / Not Configured | Used | DAS | 2
Commscope | FSN-1-MH-1-900/1800/2100 | Fusion Main Hub 900/1800/2100MHz | Used | DAS | 3
Commscope | FSN-W2-7070-1 | FUSION WIDEBAND RAU 700 (LOWER ABC)MIMO 700MHZ LTEDAS WIRELESS SYSTEM | Used | DAS | 2
Commscope | FSN-W4-MHDC-1 | Fusion Wideband Main Hub, DC Input Power | Used | DAS | 2
Commscope | FSN-W5-MH-1 | Fusion One Port Main Hub. Supports 1 Expansion Hub (up to 8 RAU's) | Used | DAS | 3
Commscope | FWP-000HUSYSII | RACK MOUNTABLE INTER REACH SPECTRUM HOST UNIT | Used | DAS | 3
Commscope | FWP-000HUSYSIII | RACK MOUNTABLE INTER REACH SPECTRUM HOST UNIT | Used | DAS | 2
Commscope | FWP-84MT000MOD | 1900 PCS Prism Remote Unit Module. Prism, Dual 20W 1900 PCS Module, MIMO, Single Position | Used | DAS | 5
Commscope | FWP-A4MT000MOD | AWS Remote DART Module | Used | DAS | 9
Commscope | FWP-A810000MOD | Description: 2100 AWS, 40W (Cell, 700, PCS, AWS), Non-Diversity, Classic | Used | DAS | 2
Commscope | FWP-A816000MOD | Prism Module, 2100 AWS, 40W (Cell, 700, PCS, AWS) | Used | DAS | 2
Commscope | FWP-C4MT000MOD | Dual 20W 850/1900 RF Module; single bay HDM | Used | DAS | 1
Commscope | FWP-L416000MOD | FlexWave Prism, 20 W, 700 Lower ABC Band Module, Non-Diversity, Single SuperDART | Used | DAS | 10
Commscope | FWP-L4MT000MOD | Prism Dual 20W 700 Lower ABC MOD, Mimo | Used | DAS | 4
Commscope | FWP-OADM1491MOD-00 | Fwp-Oadm1491Mod-00Osp | Used | DAS | 5
Commscope | FWP-RUFAN001 | Prism Remote Unit Fan | Used | DAS | 5
Commscope | FWP-U416000MOD | 20W RF MOD, LTE 700 UC | Used | DAS | 30
Commscope | FWU-0000000000111 | Lgc-Urhemptybacke | Used | DAS | 1
Commscope | FWU-0000000DR | Lgc-Urhreardoorse | Used | DAS | 3
Commscope | FWU-0000000FAN | Fan Assembly for the DRU | Used | DAS | 44
Commscope | FWU-0000PWRSUP | POWER SUPPLY MODULE | Used | DAS | 44
Commscope | FWU-1600ACDC | Actodcpowersupply | Used | DAS | 8
Commscope | FWU-80000HUDART | Spectrum Host Dart Card | Used | DAS | 11
Commscope | FWU-C410000DR-L | LGC - ABC-URH PCS 2BND 20WL | Used | DAS | 3
Commscope | FWU-C410002210111RU | Abc-Urhpcs2Bnd20Wl | Used | DAS | 1
Commscope | FWU-L6000HUDART | Spectrum 700 Lower ABC Host DART Card | Used | DAS | 45
Commscope | FWU-SMCW1590XVR | Xcvr-Sfpcwdmexttem | Used | DAS | 3
Commscope | FWU-SMHU1550 | 1550NM FIBER OPTIC TRANSCEIVER | Used | DAS | 4
Commscope | FWU-SMHU1550XVR | 1550NM FIBER OPTIC TRANSCEIVER | Used | DAS | 5
Commscope | FWU-SMRU1310XVR | 1310 nm Flexwave Fiber optic Transceiver | Used | DAS | 10
Commscope | FWU-U6000HUDART | Spectrum 700 Upper C Host SDART Card | Used | DAS | 3
Commscope | FWU-UPS100000 | 1000Va50Ahr1000Wups | Used | DAS | 4
Commscope | IPOI 1900-UMTS | Andrew-Activeintelligentpo | Used | DAS | 2
Commscope | iPOI 7/7 | Andrew-Activeintelligentpoi | Used | DAS | 2
Commscope | S-2-CPUSE-L-N | 698-2700 MHz Low Power 2-Way Splitter, N-Female Ports | Used | DAS | 16
Commscope | S-4-CPUSE-L-N | COMMSCOPE 698-2700 MHz Low Power 4WAY | Used | DAS | 1
Commscope | SPT-0000000FWD-1 | Interreach Spectrum FWD Module | Used | DAS | 5
Commscope | SPT-0000000REV-1 | Interreach Spectrum REV Module | Used | DAS | 5
Commscope | SPT-000000850IFD | FlexWave Spectrum, 850 CELL, IF DART | Used | DAS | 75
Commscope | SPT-000001900IFD | FlexWave Spectrum IF DART 1900 MHz Path 1 | Used | DAS | 89
Commscope | SPT-00000IFEU-1 | Spectrum Expansion Unit | Used | DAS | 62
Commscope | SPT-00000MICRO-1 | Interreach Spectrum Controller Module | Used | DAS | 3
Commscope | SPT-0000DRUII | Spectrum Remote DART Unit Chassis, 19", includes : Qty. 1) FWP-0000SERFII Qty. 1) SPT-00DRUSYSII Qty. 1) FWU-0000PWRSUP Qty. 1) FWU-0000000FAN | Used | DAS | 44
Commscope | SPT-0000DRUII-CHASSIS | Spectrum Remote DART Unit Chassis, 19" (Empty Chassis) | Used | DAS | 20
Commscope | SPT-0001900P2IFD | Spectrum, 1900 PCS, Path-2, IF DART | Used | DAS | 81
Commscope | SPT-000800SMRIFD | FlexWave Spectrum IF DART 800 SMR Path 1 | Used | DAS | 4
Commscope | SPT-000900SMRIFD | FlexWave Spectrum IF DART 900 SMR Path 1 | Used | DAS | 1
Commscope | SPT-00700UCP1IFD | Spectrum, 700 UpperC Path-1, IF DART | Used | DAS | 83
Commscope | SPT-00700UCP2IFD | Spectrum, 700 UpperC Path-2, IF DART | Used | DAS | 71
Commscope | SPT-00DRUSYSII | Spectrum Remote DART Unit System Module | Used | DAS | 44
Commscope | SPT-0800SMRP2IFD | FlexWave Spectrum IF DART 800 MHz Path 2 | Used | DAS | 1
Commscope | SPT-1200PWRMOD-1 | Spectrum 1200W Power Supply Module | Used | DAS | 3
Commscope | SPT-2000DCDC-1 | FlexWave Spectrum DC DC Power Supply Module | Used | DAS | 2
Commscope | SPT-2100AWSP1IFD | FlexWave Spectrum IFDART, AWS, Path 1 | Used | DAS | 83
Commscope | SPT-2100AWSP2IFD | SPECTRUM, 2100 AWS Path-2, IF DART, SINGLE SUPERDART | Used | DAS | 79
Commscope | SPT-2400ACDC-1 | Spectrum AC Input Power Supply | Used | DAS | 54
Commscope | SPT-2400-ACDC-1 | Sprectrum Power Supply, 1RU, Equipped with 2x1200W Power Modules | Used | DAS | 1
Commscope | SPT-700LABCP1IFD | TE Flexwave Spectrum 700 Lower ABC Remote DART Card | Used | DAS | 59
Commscope | SPT-700LABCP2IFD | IF DART, 700 Lower ABC, Path 2 | Used | DAS | 74
Commscope | SPT-M1-8519-1 | TE Flexwave Spectrum 850/1900 MRAU | Used | DAS | 429
Commscope | SPT-M3-8519-11-HP | 850 Path 1-1900 HP Path 1 Main RAU | Used | DAS | 78
Commscope | SPT-S1-2121-1-MIMO | AWS MIMO AWS Secondary Remote Antenna Unit OBS-TLA,SPT, 2100AWSP1/ 2100AWSP2, MIMO,SE | Used | DAS | 331
Commscope | SPT-S1-7070-1-MIMO | TE Flexwave Spectrum 700/700 SRAU | Used | DAS | 291
Commscope | SPT-S1-8519-22 | Spectrum, 850 Path2 - 1900 Path2 - Secondary RAU | Used | DAS | 58
Commscope | SPT-S3-70AWS-11-HP | 700 Path 1uC/LABC-AWS HP Path 1 Secondary RAU | Used | DAS | 183
Commscope | SPT-S3-70AWS-22-HP | 700 Path 2 uC/LABC-AWS HP Path 2 Secondary RAU | Used | DAS | 173
Commscope | SPT-S3-8519-22-HP | SPECTRUM, 800 Path 2-1900 Path 2 SECONDARY RAU HP | Used | DAS | 207
Commscope | TBP74 | Blank Panel for ION-B Subrack | Used | DAS | 51
Commscope | TBSI | Card with two variable attenuator | Used | DAS | 6
Commscope | TDPX | DUPLEXER | Used | DAS | 3
Commscope | TDTX-300 | Transmitter Module for ION-B Series Interconnect Link | Used | DAS | 110
Commscope | TDTX-500 | Transmitter Module for ION-B Series Interconnect. 7582501 | Used | DAS | 1
Commscope | TFAH-US4B | ION-B Series High Power Remote Unit for Cellular 700, Cellular 850, AWS and PCS 1900 Extended. | Used | DAS | 109
Commscope | TFAH-US4B-34 | ION-B Series High Power Remote Unit for Cellular 700, Cellular 850, AWS and PCS 1900 Extended. Includes DC Power Supply | Used | DAS | 15
Commscope | TFAH-US5B-14 | ION®-B Series High Power Remote Unit for LMR 800, Cellular 850, LMR 900, AWS, and Extended PCS 1900, Includes AC Power Supply | Used | DAS | 1
Commscope | TFAH-US6B-34 | ION-B Series High Power Remote Unit for LMR 700, LMR 800, Cellular 850, LMR 900, AWS, and PCS 1900. Includes AC Power Supply | Used | DAS | 6
Commscope | TFAH-US7/17-34 | ION-B Series High Power Remote Unit for Cellular 700 and AWS. Includes DC Power Supply | Used | DAS | 3
Commscope | TFAH-US7B | Remote Unit | Used | DAS | 5
Commscope | TFAH-US7B/100-34 | ION-B Series High Power Remote Unit for Cellular 700, LMR 800, Cellular 850, LMR 900, AWS and PCS 1900, DC Power | Used | DAS | 9
Commscope | TFAH-US7B-34 | ION®-B Series High Power Remote Unit for Cellular 700, LMR 800, Cellular 850, LMR 900, AWS, PCS 1900, and WiMAX. Includes DC Power Supply | Used | DAS | 8
Commscope | TFAH-US85/19-14 | Cell/Pcs-48Vdcsc/Apcn- | Used | DAS | 1
Commscope | TFAH-US85/19-34 | SPARE-ION-B SERIES HIGH POWER | Used | DAS | 10
Commscope | TFAM17/19-14 | ION-B Series Medium Power Remote Unit for AWS and PCS 1900, Includes AC Power Supply | Used | DAS | 1
Commscope | TFAM17/19-34 | ION-B Series Medium Power Remote Unit for AWS and PCS 1900. Includes DC Power Supply | Used | DAS | 22
Commscope | TFAM80/19-14 | ION-B Series Medium Power Remote Unit for LMR 800 and PCS 1900, AC Power Supply | Used | DAS | 3
Commscope | TFAM80/19-34 | ION-B Series Medium Power Remote Unit for LMR 800 and PCS 1900. Includes DC Power Supply | Used | DAS | 3
Commscope | TFAM80/92/19E-34 | ION-B Series Medium Power Remote Unit for LMR 800, LMR 900, and Extended PCS 1900. Includes DC Power Supply | Used | DAS | 12
Commscope | TFAM80/92/19EP-34 | ION®-B Series Medium Power Remote Unit for LMR 800, LMR 900, and Extended PCS 1900, includes DC power Supply | Used | DAS | 2
Commscope | TFAM85/19 | ION-B Series Medium Power Remote Unit for Cellular 850 and PCS 1900 No External Power Supply included | Used | DAS | 1
Commscope | TFAM85/19-34 | ION-B Series Medium Power Remote Unit for Cellular 850 and PCS 1900. Includes DC Power Supply | Used | DAS | 23
Commscope | TFAN50-14 | Remote Unit: UHF450, VAC, SC/APC, N-F, CASE-A ION-B REMOTE UNIT STD PWR | Used | DAS | 1
Commscope | TFBM7 | ION-B Booster for 700 MHz Commercial Band Medium Power - SISO Applications , Includes AC Power Supply | Used | DAS | 3
Commscope | TFBM7/7-3 | ION-B Series Extension Unit for Cellular 700 MIMO. Includes DC Power Supply | Used | DAS | 7
Commscope | TFBM7/7-3 | ION-B Series Extension Unit for Cellular 700 MIMO. Includes DC Power Supply | Used | DAS | 1
Commscope | TFBM7-1 | ION-B - Booster for 700 MHz Commercial Band Medium Power - SISO Applications - Universal Mains 85-265 Vac, with AC Power Supply | Used | DAS | 3
Commscope | TFL404H4/4/22 | LOCAL INTERFACE MODULES | Used | DAS | 3
Commscope | TFL-BSI | MODULE | Used | DAS | 1
Commscope | TIL-US1-HL/1 | ION-B Series Interconnect Link for Cellular 700, LMR 700, LMR 800, Cellular 850, LMR 900, AWS, and PCS 1900 Extended, two fiber version Including the following: Qty (1) TSRX-244/1 Receiver Module, Qty (1) TMRX-200 Receiver Module, Qty (2) TDTX-300 Transmitter Module | Used | DAS | 2
Commscope | TLC2502 | RF COMBINER | Used | DAS | 2
Commscope | TLDN | ION-B Cross Band Coupler | Used | DAS | 6
Commscope | TMP-10 | ION-B RF Power Limiter Card 10db,(900169900) | Used | DAS | 7
Commscope | TMRX-200 | Receiver Module for ION-B Series Interconnect Link, 7582499 | Used | DAS | 42
Commscope | TMRX-300 | Receivermoduleforion-B | Used | DAS | 1
Commscope | TMRX-500 | Receiver Module for ION-B Series Interconnect Link. 7582501 | Used | DAS | 1
Commscope | TPOI 17/17 | TPOI - 700 LTE/ 1700 AWS point of interface module. Duplexed & non- duplexed inputs. 30dB adj. attenuator. | Used | DAS | 1
Commscope | TPOI 80/92/19E | Ion-B - Multiband RF Points of interface for LMR 800, LMR 900, and PCS 1900 | Used | DAS | 3
Commscope | TPOI7/17 | Multiband RF Point of Interface for Cellular 700 and AWS. | Used | DAS | 24
Commscope | TPOI80/92/19E | ION-B - Multiband RF Points of interface for LMR 800, LMR 900, and PCS 1900 | Used | DAS | 6
Commscope | TPOI85/17/19E | ION-B Series Multiband RF Point of Interface for Cell 850, AWS, and PCS 1900 Extended | Used | DAS | 31
Commscope | TPOI-85/17/19E | Active TPOI Module, 850/1700/1900 MHz | Used | DAS | 8
Commscope | TPOI-P7/85/19E | ION-B Series Passive Multiband RF Point of Interface for Cellular 700, Cellular 850, and PCS 1900 Extended | Used | DAS | 1
Commscope | TPRN14 | ION-B Series Subrack, ac | Used | DAS | 17
Commscope | TPRN14 | ION-B Series Subrack, ac | Used | DAS | 1
Commscope | TPRN34 | ION-B Series Subrack, 48VDC | Used | DAS | 9
Commscope | TPSN1/05-40 | Power Supply Adapter ION®-B Series Remote Units 40W | Used | DAS | 17
Commscope | TPSN1/28-150 | AC Power Supply Adapter ION-B Series Remote Units, 150 W | Used | DAS | 13
Commscope | TPSN1/28-80 | AC Power Supply Adapter ION-B Series Remote Units, 80 W | Used | DAS | 11
Commscope | TPSN3/05-30 | Power Supply Unit DC In | Used | DAS | 6
Commscope | TPSN3/28-130 | DC Power Supply Adapter ION-B Series Remote Units, 130 W | Used | DAS | 3
Commscope | TPSN3/28-80 | ION-B Series Remote Units, 80W DC Power Supply | Used | DAS | 5
Commscope | TPSN3/28-80 | ION-B Series Remote Units, 80 W DC Power Supply | Used | DAS | 28
Commscope | TRPSM-1 | Power Supply. Component of TRSN13-1 | Used | DAS | 3
Commscope | TRSN12-1 | Remote Power Supply | Used | DAS | 2
Commscope | TRSN13-1 | Module: Centralized DC power supply. -48VDC to -57 VDC. Feeds up to 12 DC powered remote units. 1.75" H x 19" W | Used | DAS | 4
Commscope | TRSN13-1 | Centralized DC Power Supply -48VDC to -57 VDC. Feeds up to 12 DC Remote Units. 1.75" H x 19" W | Used | DAS | 13
Commscope | TRSN13-1/100 | ION-B Series Remote Power Supply Unit, ac to dc | Used | DAS | 4
Commscope | TRSPM-1 | ION-B Series Remote TRSPM-1 / 65901201 Power Supply Module, AC to DC | Used | DAS | 19
Commscope | TSRX-225/8 | TSRX IL SLAVE PROC/RX 1:8 | Used | DAS | 1
Commscope | TSRX-244/1 | Receiver Module for ION-B Series Interconnect Link | Used | DAS | 35
Commscope | TSRX244/8 | Receiver Module for ION-B Series Interconnect Link | Used | DAS | 2
Commscope | TSRX-244/8 | Receiver Module for ION®-B Series Interconnect Link | Used | DAS | 28
Commscope | TSUN4 | Windows Version Remote Supervision Unit, +10 to +14 Vdc | Used | DAS | 4
Commscope | TSUN4/LNX | Remote Supervision Unit, +10 to +14 Vdc | Used | DAS | 7
Commscope | TSUN6 | Remote supervision unit standalone, 19 | Used | DAS | 2
Commscope | UNS-1-MH-1 | InterReach Unison Main Hub | Used | DAS | 1
Commscope | UNS-PCS-2 | unison 1900 mhz | Used | DAS | 6
Commscope | UNS-PCS-2 | Unison 1900 mhz | Used | DAS | 2
Corning | 1200-AWS-AO | Add-on RHU supporting a AWS service for 1000 | New | DAS | 19
Corning | 2000-800-900MHZ-G-PCS | Tri-Band 800/900/PCS w/G Block for cabinet, SMF | New | DAS | 2
Corning | 666602G51200012F | 2-fiber, SC/APC riser rated 2f zipcord, 12 ft, clearcurve XB SMF | New | DAS | 108
Corning | 666602G5120006F | 2-fiber, SC/APC riser rated 2f zipcord, 6 ft, clearcurve XB SMF | New | DAS | 108
Corning | 700LTE-PS-FILTER | Filter for 700LTE-AO when upgrading 2000 with 700 MHz Public Safety Service. | New | DAS | 13
Corning | AK-QSX-UPG-CBL | Quad service package QSX, QUAD BAND UPGRADE CABLE KIT, | New | DAS | 3
Corning | AK-SW-PROG-RIU12 | SW Programming kit for RIU12 | New | DAS | 20
Corning | LPS-48V-66W | MobileAccess LPS-48V, 66Watt, AC/DC power converter | New | DAS | 6
Corning | 1000-CELL-PCS4E-HL | Cell/PCS,4 ports,enhanced out power with low and high band | Un-Used | DAS | 2
Corning | 1000D-800-900MHZ-4 | Dual-band 800 MHz/900 MHz, 4 ports, over single-mode fiber | Un-Used | DAS | 3
Corning | 1200-AWS-AO-CB | Add-on RHU supporting a AWS service for 2000 cabinet | Un-Used | DAS | 48
Corning | 2000-CELL-PCSE | 2000 MRC Series Dual Band, Cell/PCS High Power Service Module. +20dBm output power on Downlink. Supports G Block. Remote Cabinet version. For use with single mode fiber cable | Un-Used | DAS | 50
Corning | 2000M-C85P19L70-A-TC | MA2000 TSX tri-service CELL/PCS and 700 MHz LTE with filter to support 700/800 MHz Public Safety coexistence with MMF | Un-Used | DAS | 3
Corning | 700LTE-AO-A-CB | Add-On for LTE 700MHz single band service for the MA2000 MRC | Un-Used | DAS | 2
Corning | AK-PAU-6-RIU-CABLES | SIX QMA TO QMA RF CABLES TO INTERFACE BETWEEN PAU-6 AND RIU | Un-Used | DAS | 1
Corning | AK-RIU12-BU-CABLES | 4 QMA/N-Type RIU-12 to BU RF cables 1800mm | Un-Used | DAS | 1
Corning | AK-RIU12-OCH-CABLES-FB | 4 QMA/N-Type RIU-12 to BU RF cables 1800mm | Un-Used | DAS | 1
Corning | AK-RIU-4-CNDTR-CABLES | CABLE: FOR RIU-4 combiner section TO BTSC/BDAC | Un-Used | DAS | 9
Corning | CCS-01U | Connector Shelf w/Blank CCH Panels | Un-Used | DAS | 32
Corning | CSH-03U | Splice Tray 3U Up to Seven 0.04 inch splice trays | Un-Used | DAS | 6
Corning | GX-C85P19L70A17-40 | Quad Band Cell/PCS/700L/AWS, REMOTE UNIT | Un-Used | DAS | 1
Corning | HX-C85P19L70A17-AC-A | MobileAccessHX Quad-service indoor Cell, PCS, AWS, and 700 MHz LTE solution supporting local AC power, SMF and MMF | Un-Used | DAS | 4
Corning | ICH-02P | Industrial Connector Housing | Un-Used | DAS | 28
Corning | LPS-48V-66W | MobileAccess LPS-48V, 66Watt, AC/DC power converter | Un-Used | DAS | 3
Corning | PWH-02P | Fiber Wall Housing | Un-Used | DAS | 1
Corning | RIU-12-CNDTR-G-PCS | RIU-12 Chassis Conditioner PCS | Un-Used | DAS | 2
Corning | RIU-BTSC-AWS | AWS Conditioner for RIU Chassis, +10 to +36dBm Input Range | Un-Used | DAS | 53
Corning | RIU-BTSC-CELL | BTS Conditioner for Cellular Service | Un-Used | DAS | 2
Corning | RIU-IM | Radio Interface Unit | Un-Used | DAS | 1
Corning | SCU-8 | MA2000 8-Port Wideband Ant Service Combiner Unit | Un-Used | DAS | 8
Corning | 410 | Network Controller, Serial Interface | Used | DAS | 5
Corning | 1000-CELL-PCS4E | Mobile Access 1000 Cell/PCS remote hub unit | Used | DAS | 6
Corning | 1000-CELL-PCS4E-HL | Cell/PCS,4 ports,enhanced out power with low and high band | Used | DAS | 1
Corning | 1000D-IDEN-SMR4 | Dual band iDEN/SMR 4 port | Used | DAS | 3
Corning | 1000M-800-900MHZ-G-PCSF | Tri-Band 800/900/PCS w/G-block, w/filter, supporting MMF | Used | DAS | 4
Corning | 1200-AWS-AO-CB | Add-on RHU supporting a AWS service for 2000 cabinet | Used | DAS | 10
Corning | 1200-G-PCS-AO-CB | PCS w/G Block Add-On for MA2000 Cabinet | Used | DAS | 2
Corning | 1200-PCS-A0-LT | PCS w/G Block Add-On for MA2000 Cabinet | Used | DAS | 1
Corning | 1200-PCS-AO-CB | PCS w/G Block Add-On for MA2000 | Used | DAS | 1
Corning | 1200-PCS-AO-LT | Add-on RHU supporting a AWS service for MA2000 | Used | DAS | 4
Corning | 1200-UMTS-AO-CB | Add-on RHU supporting a UMTS service for MA2000 cabinet | Used | DAS | 1
Corning | 1500-UHF-BU-2 | MobileAccess 1500 UHF Base Unit, 421-512 MHz | Used | DAS | 1
Corning | 1500-UHF-RU | MobileAccess 1500 UHF Remote Unit (1500-UHF-RU) performs optical to RF conversion | Used | DAS | 2
Corning | 2000-C85P19A17-A-TC | MA2000 TSX tri-service supporting CELL/PCS and AWS | Used | DAS | 4
Corning | 2000-CELL-PCSE | 2000 MRC Series Dual Band, Cell/PCS High Power Service Module. +20dBm output power on Downlink. Supports G Block. Remote Cabinet version. For use with single mode fiber cable | Used | DAS | 9
Corning | 2000-CELL-PCSEL | Dual-band CELL/PCS 1 Port for MA2000-Lite, Enhanced Power | Used | DAS | 15
Corning | 2000-CELL-PCSH | Remote Hub Unit, Dual-band Cell/PCS 1 Port for MA2000 MRC, 20 dBm Output Power, Support G-block | Used | DAS | 100
Corning | 2000-CELL-PCSH | Remote Hub Unit, Dual-band Cell/PCS 1 Port for MA2000 MRC, 20 dBm Output Power, Support G-block | Used | DAS | 2
Corning | 2000-IDEN-SMR-G-PCS | MA2000 Tri-Band iDEN/SMR/PCS with G Block | Used | DAS | 6
Corning | 2000-MINI-ENC | MA2000-Lite Enclosure Supporting (2) RHUs | Used | DAS | 8
Corning | 2000-QX-B-QC | QX Chassis without Public Safety coexistence compatibility. | Used | DAS | 1
Corning | 2000-RC-LP | MA2000 AC Powered Remote Cabinet (MRC) | Used | DAS | 27
Corning | 2000-TC-ENC | MA2000 TC Enclosure, Empty | Used | DAS | 7
Corning | 330-MB-1 | Main building unit supporting 1 link | Used | DAS | 10
Corning | 330-MB-2 | Main building unit supporting 2 links | Used | DAS | 8
Corning | 330-RB-1 | Remote building unit 1 Link supporting two Base units | Used | DAS | 24
Corning | 700LTE-AO-A-CB | Add-On for LTE 700MHz single band service for the MA2000 MRC | Used | DAS | 1
Corning | 700LTE-AO-B-CB | Add on for LTE 700MHz service for the MA2000 MRC without public safety (700/800) coexistence in same MA2000 MRC. Can only be combined with 2000(M)-CELL-PCSH. Additional filter (IDEN-UL-FILTER) required if IDEN/SMR service is in same MA2000 MRC | Used | DAS | 2
Corning | 700LTE-AO-B-CB-PSF | Add-On for LTE 700 MHz service for the MA2000 MRC with Public Safety (700/800) coexistence. • Can only be combined with 2000(M)-CELL-PCSH. • Additional filter (IDEN-UL-FILTER) required if iDEN/SMR service is in same MA2000 MRC. | Used | DAS | 1
Corning | 700LTE-PS-FILTER | Cavity Filter for the 700 LTE add-on when 700 LTE service coexists with 700/800 Public Safety service. | Used | DAS | 6
Corning | 703A013701 | Add-on Remote Unit supporting AWS service for 1000 | Used | DAS | 60
Corning | 703C000101 | MA 1000 CORNING MOBILEACCESS MOBILE ACCESS REMOTE HUB UNIT 700 LTE | Used | DAS | 7
Corning | 706A000503 | Power Supply for RIU-4 | Used | DAS | 19
Corning | ACM | Corning ONE Auxiliary Controller Module | Used | DAS | 1
Corning | AK-GX-FAN-US-QUAD | fan for GX-C85P19L70A17-40 | Used | DAS | 3
Corning | AK-GX-FILT-COMB | GX Accessories 4 to 1 external multiplexor | Used | DAS | 4
Corning | AK-RIU12-BU-CABLES | CABLE: FOR RIU-4 combiner section TO BTSC/BDAC | Used | DAS | 1
Corning | AK-RIU12-OCH-CABLES-FB | 4 QMA/N-Type RIU-12 to BU RF cables 1800mm | Used | DAS | 1
Corning | AK-RIU4-OCH-CABLES | 4 QMA /QMA R/A cables 1000mm; Ordered separately; Quantities determined as per the requirement | Used | DAS | 2
Corning | AM24-69D8M01 | FILTER LFMBL617C0000401 | Used | DAS | 3
Corning | BRKT-1RU-SHELF-2K | Shelf for RHU/Add-on/860 or bracket for stacking on MA2000 MRC | Used | DAS | 1
Corning | C85P19L70A17-A-TC | Module: MA2000QSX quad-service CELL/PCS, 700 MHz LTE and AWS in a TC enclosure. | Used | DAS | 5
Corning | ERFC40 | Extender RF Cable, 40 in | Used | DAS | 6
Corning | GX-C85L70A17-40 | CORNING GX 40W REMOTE FOR CELL 700LTE AWS | Used | DAS | 1
Corning | GX-P19L70A17-40 | CORNING GX 40W REMOTE FOR CELL 700LTE AWS | Used | DAS | 4
Corning | HCM | Corning ONE Headend Controller Module | Used | DAS | 3
Corning | HT-D894-3.5/4M | Duplexer | Used | DAS | 21
Corning | HT-D898.5-18/5M | LO/HI Diplexer Module | Used | DAS | 8
Corning | HT-DP1882.5-2.5M | LO/HI Diplexer Module | Used | DAS | 8
Corning | HX-2500-MIMO | HX 2.5 GHz TDD Remote Unit, MIMO | Used | DAS | 1
Corning | HX-2500-SIMO | HX 2.5 GHz TDD Remote Unit, SIMO | Used | DAS | 1
Corning | HX-C85P19L70A17-AC-A | MobileAccessHX Quad-service indoor Cell, PCS, AWS, and 700 MHz LTE solution supporting local AC power, SMF and MMF | Used | DAS | 1
Corning | HX-C85P19L70A17-AC-B | MobileAccessHX Quad-service Outdoor CELL, PCS, AWS and 700 MHz LTE Solution supporting local AC power, SMF and MMF | Used | DAS | 4
Corning | HX-C85P19L70A17-AC-B | MobileAccessHX quad-service Outdoor CELL, PCS, LTE, and AWS solution supporting local AC power, SMF and MMF. | Used | DAS | 1
Corning | HX-C85P19L70A17-DC-A | MobileAccessHX Quad-service indoor Cell | Used | DAS | 8
Corning | HX-C85P19L70MA17M-AC-A | Remote: HX quad service,CELL,PCS,AWS&LTE MIMO,AC,Indoor,SMF&MMF | Used | DAS | 4
Corning | HX-C85P19L70MA17M-DC-A | MobileAccessHX Quad-service indoor CELL, PCS, AWS, and 700 MHz MIMO LTE solution supporting remote DC power, SMF | Used | DAS | 1
Corning | LFMBL617C000401 | Duplexer Module | Used | DAS | 1
Corning | LFMBL617G000801 | Duplexer Module | Used | DAS | 1
Corning | MRU-2500-ENC | ONE Mid Power Remote Unit, Enclosure, 2.5GHz | Used | DAS | 19
Corning | MRU-2500-PSM-AC | Corning ONE Mid Power Remote Unit AC Power Supply | Used | DAS | 40
Corning | MRU-2500-PSM-DC | ONE Mid Power Remote Unit DC Power Supply | Used | DAS | 19
Corning | MRU-FAM | Mid-Power Remote Unit Modular Fan Module | Used | DAS | 6
Corning | MRU-PAM-17E | Mid-Power Remote Unit Amplifier Module supporting Extended AWS | Used | DAS | 1
Corning | MRU-PAM-23 | Mid-Power Remote Unit Power Amplifier Module supporting PCS 2300 MHz | Used | DAS | 3
Corning | MRU-PAM-8 | Corning ONE Mid-Power Remote Unit Amplifier Module supporting ESMR800 and CELL 850 | Used | DAS | 5
Corning | MRU-PSM-DC | Corning ONE Mid-Power Remote Unit DC Power Supply Module | Used | DAS | 6
Corning | OCH-GX-8-XR | Optical Central Hub for SISO or MIMO services, extended range up to 20Km, supporting (8) SISO or (4) MIMO GX units, SMF (WDM). | Used | DAS | 3
Corning | OIM | Corning ONE Optical Interface Module, Single MTP Fiber Interface, black | Used | DAS | 14
Corning | OIX | Corning ONE™ Optical Interface Extender Module | Used | DAS | 3
Corning | PSM-AC | Corning ONE Power Supply Module. HEU/ OIU | Used | DAS | 2
Corning | PSM-I | Corning ONE ICU Power Supply Module | Used | DAS | 9
Corning | PSU6-1U | Corning ONE IHU Power supply unit with no PSM-I | Used | DAS | 3
Corning | RAU5xUS | Remote Access Unit, supporting Five bands: LTE 700, ESMR 800/CELL 850, PCS 1900, & AWS+AWS3 1700 | Used | DAS | 57
Corning | RIMe-25T | Corning ONE Extended Radio Interface Module supporting the 2.5 GHz (TDD) band; RF input — -11 to 37 dBm | Used | DAS | 3
Corning | RIMe-A17 | Corning ONE Extended Radio Interface Module supporting the AWS 1700 MHz band, upporting -11 to 37 dBm input power | Used | DAS | 3
Corning | RIMe-E80 | Extended Radio Interface Module with support for the CELL/ESMR 800 MHz bands; RF Input -11 to 37 dBm | Used | DAS | 3
Corning | RIME-L70 | RIMe - Radio Interface Module Extended - LTE 700MHz Supporting -11 to 37dBm Input Power. | Used | DAS | 2
Corning | RIM-L70 | Corning ONE Radio Interface Module, LTE 700 | Used | DAS | 14
Corning | RIU-12 | RIU-12 Chassis, Includes Qty (1) RIU-12-CMU and Qty (4) RIU-12-FAM Fans Only, Does not include cables or installation materials | Used | DAS | 3
Corning | RIU-12-CMU | Control and Management Unit for RIU-12 | Used | DAS | 2
Corning | RIU-12-CNDTR-AWS | RIU-12 Chassis Conditioner AWS | Used | DAS | 14
Corning | RIU-12-CNDTR-CELL | RIU-12 Chassis Conditioner Cell | Used | DAS | 2
Corning | RIU-12-CNDTR-G-PCS | RIU-12 Chassis Conditioner PCS | Used | DAS | 4
Corning | RIU-12-FAM | RIU-12 Fan Module | Used | DAS | 4
Corning | RIU-12-TM | Termination modules to terminate open ports (slots) of the RIU-12. | Used | DAS | 2
Corning | RIU-4-PSU | RIU-4 Power Supply Unit | Used | DAS | 1
Corning | RIU-BDAC-G-PCS | CORNING 1900 MHz PCS conditioner supporting input signals from -16dBm to +10dBm. For use with RIU-IM or RIU-4. | Used | DAS | 2
Corning | RIU-BTSC-800MHz | IDEN/800MHz Public Safety/800MHz SMR Conditioner for RIU Chassis, +10 to +36dBm input range | Used | DAS | 1
Corning | RIU-BTSC-800MHZ | IDEN/800MHz Public Safety/800MHz SMR Conditioner for RIU Chassis, +10 to +36dBm input range | Used | DAS | 1
Corning | RIU-BTSC-AWS | AWS Conditioner for RIU Chassis, +10 to +36dBm Input Range | Used | DAS | 27
Corning | RIU-BTSC-AWS | Module: AWS Conditioner for RIU Chassis, +10 to +36dBm input range | Used | DAS | 1
Corning | RIU-BTSC-G-PCS | BTS Conditioner for PCS Service w/G Block Support | Used | DAS | 14
Corning | RIU-BTSC-IDEN | BTS Conditioner for iDEN Service | Used | DAS | 1
Corning | RIU-BTSC-PS700 | Module: 700MHz Public Safety Conditioner for RIU Chassis, +10 to +36dBm input range | Used | DAS | 1
Corning | RIU-IM | Radio Interface Unit | Used | DAS | 13
Corning | RIX | Radio Interface Extender Module | Used | DAS | 9
Corning | SCU-8 | MA2000 8-Port Wideband Ant Service Combiner Unit | Used | DAS | 1
Corning | WBM-B4U | Wide Band Base 4 Unit | Used | DAS | 1
Corning | WBM-B8U | Wide Band Base 8 Unit | Used | DAS | 1
Corning | WB-PAU-6 | POWER ATTENUATION TRAY WITH SIX BROAD-BAND ATTENUATORS *Requires 2) EC350V-04P 4 Way Term blocks sold separately | Used | DAS | 6
Corning | WB-PAU-6 | POWER ATTENUATION TRAY WITH SIX BROAD-BAND ATTENUATORS | Used | DAS | 1
Corning | WB-PAU-6-FAM | Fan Module for PAU-6 | Used | DAS | 45
CPI | FTA014A-111HF | Fan Kit/Cube | Used | DAS | 1
CSS | XEA-165-00-IP-N | Multi-Band Panel Antenna, 698-945/1710-2170 Dual Band Xpol H-Beam Antenna | Un-Used | DAS | 6
CSS | 919057 | Bracket, Hard Surface Mount for TRU-Omni S727 Antenna | Used | DAS | 2
CSS | 969236-11-02 | OMNI ANTENNA | Used | DAS | 2
Galtronics | 02108269-04935U | Pear Omni Antenna | Un-Used | DAS | 1
Galtronics | 04119261-05631-1 | EXTENT D5501I 30/60 NARRW BM DIRECT ANTENNA 2X DIN 7/16 (F)CONN PIM POL/WLL MNT | Un-Used | DAS | 4
Galtronics | 02121261-05542U | MIMO iDAS OMNI Antennas [698-2700 MHz]. With pigtail | Used | DAS | 1
Galtronics | 04119261-05777-1 | EXTENT D5777i with 2x 7/16 DIN (F) connectors | Used | DAS | 5
Galtronics | 62-33-03 | Heavy Duty Mounting Bracket For EXTENT D5777, D6399 Directional Antenna Pole Installation | Used | DAS | 1
Gamma Nu | DO11X30602P-4310 | 698-2700 MHz Narrow Beam X-Pol Antenna, 4.3-10 Female x 2 | Used | DAS | 5
Generic | 7634513-01 | CommScope Active Intelligent Point of Interface, USA 700 band, LTE MIMO | Used | DAS | 6
Generic | DAS8E-4IDEN-A-W | RepairforLGCell800M | Used | DAS | 2
Generic | DCT-200-FRU | PowerCovnersionCard | Used | DAS | 2
Generic | DMS_1200_REL6 | DASManagementSystem(DMS) | Used | DAS | 1
Generic | EMBIU_C_DC | MastereBIUDCVersion | Used | DAS | 1
Generic | EMCPU | EBIUMCPUModule | Used | DAS | 1
Generic | FHD-M0DA-0060M | TEConnectivity-HMFOCCONNEC | Used | DAS | 1
Generic | FWP-8416000MOD | LGC-FWP-8416000MOD- | Used | DAS | 3
Generic | FWU-20000HUDART | LGC-ADC-800CellD | Used | DAS | 3
Generic | FWU-SMCW1490XVR | LGC-XCVR-SFPEXTTE | Used | DAS | 2
Generic | FWU-SMCW1510XVR | LGC-XCVR-SFPEXTTE | Used | DAS | 2
Generic | FWU-SMCW1530XVR | LGC-XCVR-SFPEXTTE | Used | DAS | 2
Generic | FWU-SMCW1570XVR | LGC-XCVR-SFPEXTTE | Used | DAS | 2
Generic | FWU-SMCW1610XVR | LGC-XCVR-SFPCWDM | Used | DAS | 2
Generic | HMRU-EN-AC | AC120V50/60HzPAFanTray | Used | DAS | 1
Generic | HRDU_700LTEF | ALLIANCE20W700MHzFullBand | Used | DAS | 3
Generic | HRDU_850C | /HRDU_850CModule | Used | DAS | 1
Generic | HROPTIC | OpticalCardforHROU | Used | DAS | 2
Generic | HROU_C_AC | 20WATTRemoteOpticalUnitCh | Used | DAS | 3
Generic | HRPSU_AC | 20WRemotePowerSupplyforAC | Used | DAS | 4
Generic | IBIU_DC | IbiuChassisincludes:IMCPUI | Used | DAS | 2
Generic | IMCDU | MainCombiner/DividerUnit | Used | DAS | 2
Generic | IMDBU_1900P | Inputmodule1900MHz | Used | DAS | 3
Generic | IMDBU_8085_700LTE_FN | Inputmodule800/850MHz700LTE | Used | DAS | 2
Generic | IMDBU_AWS13 | Inputmodule2100MHz(AWS1+3) | Used | DAS | 2
Generic | IOM_4 | 4Portopticalmoduleusewith | Used | DAS | 2
Generic | L2RDU_1900P_AWS13 | 2WATT1900MHzand2100/1700Mh | Used | DAS | 1
Generic | L2RDU_8085_700FB | 2WATT800MHzSprint850MHzC | Used | DAS | 1
Generic | L2ROU_C_AC | 2WATTRemoteOpticalUnitCha | Used | DAS | 1
Generic | LHC015A-R3 | MEDIACONV10/100MBPS | Used | DAS | 1
Generic | LPOI_EB | LowPowerExtenderBoard | Used | DAS | 1
Generic | MCPU | BIUCPU-ForusewithRel.6 | Used | DAS | 3
Generic | MDBU_800PS_900I_PA | 800MHzand900MHzInputModule | Used | DAS | 1
Generic | MDBU_8085_700FB_FN | 800MHz(Sprint)&850MHz&700 | Used | DAS | 2
Generic | MDBU_850C_700PS | TESSCOSKU510706-SOLiD-M | Used | DAS | 1
Generic | MDBU_AWS13 | 2100MHz(AWS1+3)InputModule | Used | DAS | 2
Generic | MPSU | BIUPowerSupply | Used | DAS | 2
Generic | MRDU_800I_850C | DualBand800/CellularREMOTE | Used | DAS | 3
Generic | N2ROU_MUX_7B | 2WATTMultiplexer | Used | DAS | 1
Generic | NFC-IBC-2.5MM | ConnectorCleanerF/2.25Mm | Used | DAS | 20
Generic | ODU_C | OpticalDistributionU | Used | DAS | 1
Generic | ODU_OM_4/OEU_OM_4_REL6 | 4PortOpticalModule | Used | DAS | 1
Generic | PRX-482 | PRXDigitalReceiver | Used | DAS | 1
Generic | RDU_1900P_AWS13 | 1900MHzand2100/1700MhzAWSA | Used | DAS | 3
Generic | RIU-12-CNDTR-700LTE | 700LTERADIOINTERFACEUNITS | Used | DAS | 1
Generic | SC-450 | SystemController | Used | DAS | 3
Generic | SS-01GL13-T | BasicSnapActionSwitches | Used | DAS | 15
Generic | T_ARU | ADD-ONREMOTEUNIT | Used | DAS | 1
Generic | T_MRU | MAINREMOTEUNIT | Used | DAS | 1
Generic | T_RDU_2100 | 20W2100MHzAmplifierModule | Used | DAS | 1
Generic | T_RPSU | ROUACPowerSupply | Used | DAS | 2
Generic | TPSN3/28-130 | PowerSupplyAdapterT | Used | DAS | 88
Generic | T-RDU-700LTE | TiTAN25W700MHzLTEa | Used | DAS | 3
Huber-Suhner | 1399.17.0114 | Huber+Suhner 1399.17.0114 Indoor DAS omni antenna multiband 690-6400 MHz. | Un-Used | DAS | 4
Huber-Suhner | 1399.17.0114 | Huber+Suhner 1399.17.0114 Indoor DAS omni antenna multiband 690-6400 MHz. | Used | DAS | 1
JMA | DBC-67C-U-RSF | Dual Band Combiner 550-960/1695-2700 MHz AISG | Un-Used | DAS | 1
JMA | SUB-TRX-PSU | 19" Subrack for the Optical Modules | Un-Used | DAS | 1
JMA | TAPOI-AWS-TRX | TPAOI AWS Module | Un-Used | DAS | 1
JMA | TRL7S8A19AWAS | RU Quad Band 31dBm AC powered WDM SMF SC-APC | Un-Used | DAS | 2
JMA | TSC4W-U | 4-way Splitter/Combiner 698-2690MHz | Un-Used | DAS | 12
JMA | FLG-X7CAP-465-22IP | X-Poldualbandantenna | Used | DAS | 1
JMA | TAPOI-SMR800-F | Teko Active POI Media Converter Module for SMR800 Band | Used | DAS | 1
JMA | TDTPOI-19-D | 2-Band Teko Active DAS Tray POI Interface Module fr PCS | Used | DAS | 1
JMA | TPSU/AC | Teko AC Power Supply Unit | Used | DAS | 1
JMA | TRL7S8SC8A19AWAT | TKO RU 5-band, 31dBm, AC, WDM, 4.3-10 | Used | DAS | 7
JMA | XGU-FRO-230-1 | X-Pol Dual Band Antenna, 698-960/1695-2700 MHz, 30° horizontal beamwidth, Fast Roll-Off, with two back DIN connectors with integrated diplexers | Used | DAS | 9
LGC Wireless | DAS19A-4A | 1900 MHz TDMA Remote Antenna Unit | Used | DAS | 2
LGC Wireless | DAS19E-4A | IDEN Expansion Hub | Used | DAS | 9
LGC Wireless | DAS19M-4A-X | IDEN Main Hub | Used | DAS | 5
LGC Wireless | DAS19M-4A-X-BE | LGCell 1900 MHz PC MH. Band BE | Used | DAS | 4
LGC Wireless | DAS8A-4 | Remote Unit: 850MHz AMPS Fiberoptic/CAT5 BDA RF Remote Antenna Unit | Used | DAS | 3
LGC Wireless | DAS8E-4 | LG Cell Expansion Hub | Used | DAS | 5
LGC Wireless | DAS8M-4-W | Main Hub | Used | DAS | 5
LGC Wireless | FWU-2210000DR | LGC - URH,800 A ,6.5W ND,R | Used | DAS | 3
LGC Wireless | UNS-CELL-1 | LGC UNS-CELL-1 Unison 800 MHz Cellular Remote Access Unit | Used | DAS | 8
LGC Wireless | UNS-EH-1 | Unison Expansion Hub w/o external Alarms | Used | DAS | 2
LGC Wireless | UNS-EX170-1 | Cat-5 Extender | Used | DAS | 6
Meanwell | SD-500L-24 | Isolated DC/DC Converters 19-72Vin 24Vout 504W 21A | Used | DAS | 1
MECA | MMW-PS-OUTDR-47 | LGC-ADC-AC/DC 48VD | Used | DAS | 3
Microlab | BK-20N | Connector: Diplexer (700-960 / 1710-2170 MHz) - N Connectors | Used | DAS | 43
Microlab | BK-36N | Tri-Plexer: Triplexer (698-793/835-894/1710-2170), Type N Connectors | Used | DAS | 3
Microlab | CA-84D | 698-2700 MHz 3dB 2x2 Combiner 7/16 DIN Female | Used | DAS | 1
Microlab | CA-84GN | Hybrid Coupler - 700-2700 MHz Hybrid Coupler N | Used | DAS | 3
Microlab | CA-J06 | Hybrid Coupler - 698-2700 MHz Low PIM | Used | DAS | 228
Microlab | TK-A38 | Cable Load - 698-2700 MHz Low PIM | Used | DAS | 170
Mobile Access | LPS-48V-100W | AC/DC Converter 48 =VDC 100Watt | New | DAS | 22
Mobile Access | WB-B8U | Wide Band Base 8 Unit supporting 8 RHUs over SMF | New | DAS | 1
Mobile Access | AK-RIU4-BU-CABLES | QMA N Type Cable Kit | Un-Used | DAS | 2
Mobile Access | 430 | NMS-CONTROLLER UNIT | Used | DAS | 2
Mobile Access | 2000-C85P19A17-A-TC | MA2000 TSX tri-service CELL/PCS and AWS | Used | DAS | 8
Mobile Access | 2000-C85P19-A-TC | Module: MA2000 TSX dual-service CELL/PCS. | Used | DAS | 3
Mobile Access | 2000-C85P19L70-A-TC | MA2000 TSX tri-service CELL/PCS and 700 MHz LTE | Used | DAS | 16
Mobile Access | 2000-ENCST-A-TC | MA2000 TSX Enclosure only with supporting accessories | Used | DAS | 1
Mobile Access | 2000-IDEN-SMR | Dual band iDEN /SMR-Page 1 for Cabinet | Used | DAS | 8
Mobile Access | 2000-P71S80-A-TC | MA2000 TSX Dual-Service 700/800 MHz Public Safety | Used | DAS | 4
Mobile Access | 2000-PS-700-800-CB | Public Safety 700/800 Remote Unit | Used | DAS | 6
Mobile Access | 2000-S80S90P19-A-TC | MA2000 TSX tri-service 800/900 MHz SMR and PCS. Supports 700 MHz LTE and 700/800 MHz Public Safety coexistence. | Used | DAS | 1
Mobile Access | 2000-S80S90P19-A-TC | MA2000 TSX tri-service 800/900 MHz SMR and PCS. Supports 700 MHz LTE and 700/800 MHz Public Safety coexistence. | Used | DAS | 3
Mobile Access | HX-C85P19L70A17-DC-B | Outdoor HX Quad Service, Remote End Indoor Unit, CELL, PCS, LTE, and AWS solution supporting remote DC power, SMF and MMF. | Used | DAS | 2
Mobile Access | LPS-48V-100W | Power Supply: AC/DC CONVERTER, 48 VDC, 100W | Used | DAS | 5
Mobile Access | LPS-48V-100W | AC/DC Converter 48 =VDC 100Watt | Used | DAS | 1
Mobile Access | OCH-4-SMF | /Opticalcentralhubfor | Used | DAS | 1
Mobile Access | RIU-4 | Radio Interface Unit, Supporting 1-4 Conditioners. | Used | DAS | 2
Mobile Access | RIU-4 | Radio Interface Unit, Supporting 1-4 Conditioners. Includes RIU-4-PSU power supply. | Used | DAS | 1
Mobile Access | RIU-BDAC-CELL | BTS Conditioner: BDA Conditioner for Cellular | Used | DAS | 7
Mobile Access | RIU-BDAC-PS700 | Conditioner: BDAC Public Safety 700 Conditioner | Used | DAS | 1
Mobile Access | RIU-BTSC-700LTE | Module: BTS Conditioner for 700 LTE | Used | DAS | 3
Mobile Access | RIU-BTSC-700LTE | BTS Conditioner for 700 LTE | Used | DAS | 10
Mobile Access | RIU-BTSC-CELL | BTS Conditioner for Cellular Service | Used | DAS | 3
Mobile Access | RIU-BTSC-CELL | BTS Cell:10 to 36 dBm, N(F), SNMP, NMS, 1, MA-1000 CELLULAR BAND | Used | DAS | 1
Mobile Access | SC-450 | SC450 DAS System Controller - Real-time Monitoring | Used | DAS | 4
Mobile Access | SCU-4 | Combiner: passive service combiner unit, W/SUPPORT FOR 4 ANT,4 HB,4 LB, CONNECTIONS, USE W/MA20 | Used | DAS | 5
Mobile Access | SCU-4-01 | Passive Service Combiner Unit, W/Support For 4 ANT,4 HB,4 LB, Connections use W/MA20 | Used | DAS | 6
Mobile Access | WB-B4U | Wide Band Base 4 Unit supporting 4 RHUs over SMF. | Used | DAS | 5
Mobile Access | WB-B8U | Wide Band Base 8 Unit supporting 8 RHUs over SMF | Used | DAS | 16
Mobile Mark | CLTM301-9Y9Y-WHT-6 | CLTM301 Ceiling Mount Cellular & LTE MIMO, 2-Element | Used | DAS | 22
Polyphaser | TSX-NFF | Coax Lightning Protector 698 MHz-2.7 GHz | Un-Used | DAS | 3
Powerwave | RH007702/151 | Nexus FT 700Mhz Repeater | Un-Used | DAS | 1
Powerwave | RH304022/101 | Nexus FT Dual Band PCS/Cellular | Used | DAS | 1
Powerwave | RH770020/101 | Nexus FT Single Band 700MHz LTE (A,B,C AND UPPER C BLOCKS) | Used | DAS | 1
Powerwave | UA115 04/02 | fon board 1310nm | Used | DAS | 4
Powerwave | UA115 04/10 | powerwave-fiber base u | Used | DAS | 3
Powerwave | UA115 04/15 | fiber baseunit power | Used | DAS | 2
Powerwave | UA115 04/32 | Optical Converter | Used | DAS | 1
Powerwave | UA115 04/34 | powerwave-fiber base u | Used | DAS | 7
Powerwave | UA11504/01 | Chassis Frame, 3RU, 19IN | Used | DAS | 1
Powerwave | UA11504/04 | Passive 2-Way Splitter | Used | DAS | 4
Powerwave | UA11504/15 | ISG MODULE WITH ETHERNET ACCESS | Used | DAS | 1
Powerwave | UA11504/92 | Blind Panel 4TE,FBU,ROHS Comp | Used | DAS | 10
PPC | UXP-NF-12 | PPC Connector N-Female for RFS Cable - Plenum | New | DAS | 2
Realm | JR-LCU-SCA-3D-0030 | Jumper, LCU-SCA 3mm Dpx 3M | New | DAS | 1
Realm | JR-SCA-SCA-3D-0120 | Jumper, SC/APC to SC/APC, 3mm Dpx. 12 Meter | New | DAS | 1
RFS | 826032-906P | Jumper: 6' long. Made of RFS 1/2" Superflexible SCF12 cable with 7/16 DIN male connectors on each end. Low PIM jumper assembly. | Un-Used | DAS | 6
RFS | 826036-920 | Jumper: 20" long. Made of RFS 1/2" Superflexible SCF12 cable with 7/16 DIN male connectors on each end. Low PIM jumper assembly. | Un-Used | DAS | 7
Solid | T_RCPU | Titan RCPU | Factry Refurb | DAS | 1
Solid | ARU_AC_700LTE_2100 | 700MHz LTE & 2100 MHz Add-on Remote Unit - AC Power | Un-Used | DAS | 1
Solid | SCDAS_AC_MRU1900P+850CS_ARU_LTE+AWS | Alliance Main Remote Unit. AC Power, 1900MHz, 850C w/ Add On Remote Unit for 700LTE + AWS | Un-Used | DAS | 1
Solid | SMDR-NH124 | SMDR-NH124 consists of : Qty (1) BIU_C Alliance BIU 19” Chassis, Includes MCPU Processor and MCDU Main combining module Qty (1) MDBU_850C_700FB MDBU 850C + 700 Full Band Interface Module Qty (1) MDBU_1900P MDBU 1900MHz PCS Interface Module Qty (1) MDBU_AWS MDBU 850C + 700 Full Band Interface Module | Un-Used | DAS | 2
Solid | 700LTE_RDU44.5 | Remote Drive Unit (RDU) for 700LTE | Used | DAS | 1
Solid | ATC : HRCPU | R-CPU B TYPE for Alliance ROU 20WATT | Used | DAS | 1
Solid | AWS-1RDU44.5 | Remote Drive Unit (RDU) for AWS-1 | Used | DAS | 2
Solid | BIU_C | Alliance Base Station Interface Unit, includes 19" BIU Chassis, MCPU Processor and MCDU Main Combiner Divider Unit Module | Used | DAS | 3
Solid | DMS_1200 | System: DAS Management System (DMS) for Alliance | Used | DAS | 1
Solid | eMCDU | Provides combining/splitting to support 4 eMDBU modules and 4 ODU connections. eMCDU includes interface for secondary eBIU. | Used | DAS | 1
Solid | EMDBU_1900P | 1900 MHz Input Module for the eBIU | Used | DAS | 1
Solid | EMDBU_8085_700LTE_FN | Input module, 800/850MHz, 700LTE + FirstNet | Used | DAS | 1
Solid | EMPSU_DC | Alliance eBIU DC Power Supply | Used | DAS | 1
Solid | EODU_C | Optical Distribution Unit Chassis with QMA connectors | Used | DAS | 2
Solid | HRDU_1900P | 20 WATT 1900MHz Amplifier Module | Used | DAS | 3
Solid | HRDU_AWS | 20 WATT 2100MHz Amplifier Module | Used | DAS | 4
Solid | HROU_C_AC-ENCL | Alliance HROU Enclosure Only | Used | DAS | 1
Solid | LPOI_1900P | Low Power POI Module (100mW), 1900MHz PCS, 4 Ports (Q4 2016) | Used | DAS | 1
Solid | LPOI_8085_700LTE_FN | Low Power POI Module (100mW), 800MHz Sprint, 850MHz Cellular, 700LTE + FirstNet, 4 Ports (Q42016) | Used | DAS | 1
Solid | MDBU_1900P | Module: 1900 MHz Input Module for the BIU | Used | DAS | 6
Solid | MDBU_700LTE_M | 700MHz LTE Full Band SISO Input Module for the BIU | Used | DAS | 3
Solid | MDBU_700LTE_S | 700MHz LTE Full Band SISO Input Module for the BIU | Used | DAS | 2
Solid | MDBU_700LTEF_850C | 850MHz & 700MHz LTE Full Band Input Module for the BIU | Used | DAS | 1
Solid | MDBU_850C_700FB | Module: 850MHz and 700MHz LTE full band input module for the BIU | Used | DAS | 4
Solid | MDBU_850C_700LTE | 850MHz & 700MHz LTE Upper C Band Input Module for the BIU | Used | DAS | 2
Solid | MDBU_AWS | Alliance MBDU, 2100MHz AWS BIU Module | Used | DAS | 2
Solid | ODU_OM_4/OEU_OM_4 | ODUOM4OEUOM4 , OPTICAL BASE UNITS, 4 4 Port Optical Module - For use with Rel. 6. Part of the Alliance Muli-Carrier DAS product portfolio. | Used | DAS | 1
Solid | RCPU | R-CPU B for Alliance ROU | Used | DAS | 2
Solid | RCPU | R-CPU B TYPE for Alliance ROU | Used | DAS | 4
Solid | RDU_1900P_AWS | Module: 1900MHz & 2100/1700Mhz AWS Amplifier Module | Used | DAS | 10
Solid | RDU_700LTE_M | 700MHz LTE Full Band MIMO Remote Unit | Used | DAS | 6
Solid | RDU_700LTE_S/540705 | 700MHz LTE Full Band SISO Amplifier Module (comes with cavity filter). Part of the Alliance Muli-Carrier DAS product portfolio. | Used | DAS | 3
Solid | RDU_800PS_900I_PA | Module: 800MHz & 900MHz Amplifier Module (comes with cavity filter) | Used | DAS | 4
Solid | RDU_850C_700FB | Module: 850MHz and 700MHz full band amplifier module (comes with cavity filter). | Used | DAS | 3
Solid | RDU_850C_700LTE | Module: 850MHz & 700MHz LTE Upper Band Amplifier Module (comes with cavity filter) | Used | DAS | 1
Solid | RDU_850C_700PS | Module: 850MHz & 700MHz Public Safety Amplifier Module (comes with cavity filter) | Used | DAS | 2
Solid | RDU700LTEF850C | RDU 700 LTEF + 850C | Used | DAS | 4
Solid | R-OPTIC 4 | 4 Module Optical Unit - For use with Rel. 6Ã‚Â | Used | DAS | 5
Solid | ROU_C_AC | Remote Optical Unit Chassis - AC Power | Used | DAS | 4
Solid | ROU_C_AC-ENCL | Alliance ROU Enclosure Only | Used | DAS | 4
Solid | ROU_FAN_TRAY | External Fan Tray for Alliance 1W ROU | Used | DAS | 3
Solid | ROU_MUX_Rel2.0 | ROU Mux Module Rel 2.0 | Used | DAS | 4
Solid | ROU-EN-AC | Multiband Distributed Antenna System 700LTE, R-CPU, Multiplexer | Used | DAS | 1
Solid | RPSU (AC) | Power Supply: ROU AC Power Supply | Used | DAS | 1
Solid | RPSU(DC) | ROU DC Power Supply | Used | DAS | 4
Solid | RPSU-AC | Power Supply: ROU AC Power Supply | Used | DAS | 3
Solid | SMDR-NH124 | SMDR-ROU-FANU-P002 Fan Tray | Used | DAS | 112
Solid | T_RDU_1900 | TITAN 25W 1900MHz amplifier module for MRU or ARU Dual Module 25W Chassis | Used | DAS | 3
Solid | T_RDU_850 | TITAN 25W 850MHz amplifier module for MRU or ARU Dual Module 25W Chassis | Used | DAS | 2
Solid | T_R-Optic | 4 Module Optical Unit | Used | DAS | 1
TDI Power | SPU65-109 | Power Supply Input-100-240VAC, Output-30VDC 80 Watt | Un-Used | DAS | 5
TE | 1424540 | CBLE-ASSY PWR 3-COND 14-AWG 1 **For the FP4-10000002131 and/or 2136RU** | New | DAS | 3
TE | CCM1819-ND | 7.50' (2.29m) Power Cord Black NEMA 5-15P To IEC 320-C13 SVT, LINE CORD 7.5' W/3CONDUCTORS BLK | New | DAS | 2
TE | FP4-10000002116RU | 4-BAND Quad Bay, 1310nm 26dB SFP, Diversity, N Antenna connections, Proax Fiber Connection, Gray | Un-Used | DAS | 1
TE | FWP-7416D00MOD | Prism Remote Unit, 20W, GSM Module | Un-Used | DAS | 4
TE | FWP-8416000MOD | Prism Remote Unit, 1900 PCS, 20W, Non-Diversity, Single Super DART | Un-Used | DAS | 5
TE | FWP-B410000MOD | Prism Remote Unit, 20W, 850 MHz Cellular, Non-Diversity | Un-Used | DAS | 9
TE | FWP-SMIR1310XVR | SFP: TE COMMSCOPE ANDREW FWP-SMIR1310XVR | Un-Used | DAS | 13
TE | FWP-U4MT000MOD | Dual 20W 700-UC Outdoor Remote Unit | Un-Used | DAS | 5
TE | 1424540 | CBLE-ASSY PWR 3-COND 14-AWG 1 **For the FP4-10000002131 and/or 2136RU** | Used | DAS | 2
TE | 1456586 | Power Cord for Remote Units: FP4-10000001111 FP4-10000002111 FWP-000SERFMOD | Used | DAS | 1
TE | 1456586 | Power Cord for Remote Units: FP4-10000001111 FP4-10000002111 FWP-000SERFMOD | Used | DAS | 1
TE | AIP-HU-1 | AIP-Host Unit | Used | DAS | 3
TE | ATC : FWU-A0000HUDART | Spectrum Host DART Card | Used | DAS | 2
TE | FP4-0000002100RU | Flexwave Prism, 4 Band DIV RU | Used | DAS | 1
TE | FP4-10000001111RU | QUAD-BAND Quad Bay, 1310nm 26dB SFP, Non-Diversity, N Antenna connections, Proax Fiber Connection, Almond color | Used | DAS | 7
TE | FP4-10000002116RU | 4-BAND Quad Bay, 1310nm 26dB SFP, Diversity, N Antenna connections, Proax Fiber Connection, Gray | Used | DAS | 2
TE | FP4-10000002131RU | PRISM, QUAD-BAND, REMOTE CHASSIS, 1310 SFP, HMFOC, DIV/MIMO, ALM | Used | DAS | 1
TE | FP4-10000002136RU | 4-BAND DIV PRISM RU, NO SOLAR | Used | DAS | 3
TE | FSN-2-708519-1 | Fusion Remote Access Unit,(RAU); 700ABC/ 850/ 1900,MHz | Used | DAS | 5
TE | FSN-2-758519-1-HP | Fusion Remote Access Unit, 700UC/850/1900 HP RAU | Used | DAS | 2
TE | FSN-2-MH-2 | Fusion MH for 700/850/1900 | Used | DAS | 3
TE | FSN-2-MH-2-850/1900/700 | Fusion Main Hub for 850/1900/700 | Used | DAS | 2
TE | FSN-W4-752121-1-HP | FUSION WIDEBAND 700UC/AWS, HP/AWS HP | Used | DAS | 11
TE | FWP-00000HUII | Spectrum Host Unit: Fan Assembly FWU-0000000FAN SeRF II Module FWP-0000SERFII System II Board Module FWP-000HUSYSII DC Power Module FWU-0000PWRSUP | Used | DAS | 12
TE | FWP-00000HUII | Spectrum Host Unit: Fan Assembly FWU-0000000FAN SeRF II Module FWP-0000SERFII System II Board Module FWP-000HUSYSII DC Power Module FWU-0000PWRSUP | Used | DAS | 47
TE | FWP-000SERFMOD | Remote SERF MODULE FW PRISM | Used | DAS | 20
TE | FWP-8416000MOD | Prism Remote Unit, 1900 PCS, 20W, Non-Diversity, Single Super DART | Used | DAS | 3
TE | FWP-8810000MOD | Prism Remote Unit, 1900 PCS, 40W, Non-Diversity, Classic | Used | DAS | 6
TE | FWP-881T000MOD | Flexwave Prism Remote Unit, 1900Mhz, 40W, Non-Diversity, Classic | Used | DAS | 2
TE | FWP-A416000MOD | 20W.AWS2100 RF MOD | Used | DAS | 9
TE | FWP-A81T000MOD | Prism Remote Unit, 2100 AWS, 40W, Non-Diversity, TX/RX HDM, Classic | Used | DAS | 1
TE | FWP-B410000MOD | Prism Remote Unit, 20W, 850 MHz Cellular, Non-Diversity | Used | DAS | 4
TE | FWP-B420000MOD | PRISM 850 WIDEBAND CELL 20W MODULE DIVERSITY CLASSIC | Used | DAS | 12
TE | FWP-B810100MOD | PRISM, 40W WIDEBAND CELL MODULE, NON-DIVERSITY, (SGL-SLOT) | Used | DAS | 5
TE | FWP-SMIR1310XVR | SFP: TE COMMSCOPE ANDREW FWP-SMIR1310XVR | Used | DAS | 67
TE | FWP-U4MT000MOD | Dual 20W 700-UC Outdoor Remote Unit | Used | DAS | 9
TE | FWU-00000000HUII | PRISM Host Unit Chassis | Used | DAS | 1
TE | FWU-1600ACDC | AC To DC Power Supply 120v | Used | DAS | 10
TE | FWU-A0000HUD | Spectrum Host DART Card | Used | DAS | 4
TE | FWU-A6000HUDART | Spectrum 2100 AWS Host DART Card | Used | DAS | 52
TE | FWU-HDRJ45020 | CBL-ASSMETH/IPRJ-45IP6 | Used | DAS | 1
Terrawave | M40700100P11206 | Panel Antenna | Un-Used | DAS | 45
Westell | CS48-987-618 | DIU Shelf | Un-Used | DAS | 1
Westell | A90-DAS2100DMI-D | 2100 MHz AWS MIMO DAS Interface Panel-QMA | Used | DAS | 5
Westell | A90-DAS700DMI-D | 700 MHz LTE MIMO DAS Interface Panel-QMA | Used | DAS | 3
Westell | A90-DAS850D-D | 850 Cellular Dual Input DAS Interface Panel-QMA | Used | DAS | 4
Westell | B90-DAS1900D-D | Panel: 1-RU DAS Duplexed BTS Interface Panel for 1900PCS Band - 7/16DIN for BTS Inputs / QMA Connector for DAS or Head End | Used | DAS | 1
Westell | RMM-1400 | Kit Bag and CABLE ENCLOSED | Used | DAS | 3
Westell/CSI | CS18-115-107 | CSI ClearLink UDIT 1900 MHz PCS POI Module | Used | DAS | 1
Westell/CSI | CS18-115-108 | ClearLink UDIT 800 MHz SMR POI Module | Used | DAS | 1
Westell/CSI | CS18-115-125 | POI Module 100 W 700ABC | Used | DAS | 1
Westell/CSI | CS18-115-126 | POI Module 100W 700C | Used | DAS | 2
Westell/CSI | CS18-115-127 | UDIT Chassis with Control Module | Used | DAS | 1
Westell/CSI | CS18-115-145Q | CSI Clearlink UDIT 1900 MHz PCS POI Module UDIT-P1SDS-H3AX2-1900 | Used | DAS | 1
Westell/CSI | CS18-115-148Q | CSI Clearlink UDIT 2100 MHz PCS POI Module UDIT-P1SDS-H3AX2-2100 | Used | DAS | 1
Westell/CSI | CSI-DPLX-DC6V6-4/6-P | DAS Interface Unit, -140, PCS x4, test ports and variable attenuation on UL & DL, 4 duplex inputs, 2 simplex outputs SISO or 4 simplex outputs MIMO, user controlled fixed attenuation | Used | DAS | 1
Westell/CSI | CSI-DPLX-DCFV-2/6-S8 | DAS Interface Unit, SMR, 2 inputs/6 outputs, with fixed and variable attenuation, UL & DL test ports, MIMO or SISO | Used | DAS | 1
3M | 80-6108-6390-6 | 965DSP Subscriber Loop Analyzer Version | Used | Data | 1
ADC/Pairgain | HLU-231-L8 | HiGain HDSL Central Office Line Unit | Used | Data | 1
Adtran | 1174819G1 | NetVanta 8044M 8-Port T1/E1 Circuit Emulation Service Module | Used | Data | 1
Adtran | 1202980L1 | MODULE: NetVanta 3205 Access Router; single-slot, single-Ethernet 1U high, rackmountable | Used | Data | 1
Adtran | 1223401L1 | E220 T1 HDSL4 TRANSCEIVER UNIT-CO | Used | Data | 1
Alcatel-Lucent | 3HE02772AA | 7705 Auxiliary Alarm Card (-48/+24 VDC) | Un-Used | Data | 4
Alcatel-Lucent | 3HE02775AB | 7705 SAR-8 16-Port T1/E1 ASAP Card +24/-48VDC V2 | Un-Used | Data | 1
Alcatel-Lucent | 408886497 | Module: 24 PORT LAN SW W/NAPT | Used | Data | 1
Alcatel-Lucent | 3HE02776BA | 7705 SAR 8-PORT GE/FE Ethernet VLAN Card V2 (+24VDC) | Used | Data | 1
Alcatel-Lucent | 3HE06791AA | 7705 SAR-8 Shelf V2 accepts Redundant DC | Used | Data | 4
Alcatel-Lucent | 902548-90 | OmniSwitch OS6850-48 902548-90 Layer 3 48 PORT Switch OS | Used | Data | 1
Alcatel-Lucent | 90-6351-31 | 7470 T1 8-PRT CELL REL | Used | Data | 1
Alcatel-Lucent | 90-6700-01 | 7670 RSP Peripheral Shelf, Cooling Unit | Used | Data | 3
Alcatel-Lucent | 90-8477-12 | R5.0 CTL & INTEG. CALLP/PNNI UPGRADE KIT | Used | Data | 1
Alcatel-Lucent | 90-9505-01 | 7670 Power Controller Card | Used | Data | 2
Alcatel-Lucent | OS6250-24MD | Omniswitch (24)10/100 RJ-45 Ports, DC Power | Used | Data | 7
Alcatel-Lucent | OS6850-24L | Ethernet LAN switch w/ SSL, 20 Ethernet 10/100 RJ-45 ports, four combo ports, and two stacking ports | Used | Data | 2
Alcatel-Lucent | OS9-XNI-U2E | OmniSwitch 9000 Series 2-Port XFP, 10GBase-X Network Module | Used | Data | 2
Alcatel-Lucent | STGR-LPM-48-RP | 48 Port Network Card | Used | Data | 1
Approved | SBP3424-L2DC | Alcatel-Lucent Approved 3rd Party for PN: 3HE08313AA (1000 Base 2 Channel BX-D LC, 10 Km, TX; 1490 nm, RX: 1310 nm CSF) | Un-Used | Data | 1
Arris | TG862G/CT | DOCSIS 3.0 Cable Modem Download speeds up to 343 Mbps 8 download & 4 upload channels Compatible with Xfinity® Voice & Internet Service Wi-Fi® speeds up to 300 Mbps 802.11n Wi-Fi® 4 Gigabit Ethernet Ports 2 carrier-grade VoIP Lines | Used | Data | 2
Bay Networks | CG1001A07 | BAYSTACK 107 10 BASK-T-HUBS 48VDC 24 PORT | Un-Used | Data | 1
Cisco | 800-43011-03 | CPAK-100G-LR4 V06 , 100GBASE-LR4 CPAK Module for SMF (terminated with SC Connectors), WOTRDMZBAE | Un-Used | Data | 3
Cisco | QSFP-100G-LR4-S | 100GBASE LR4 QSFP Transceiver, LC, 10km over SMF | Un-Used | Data | 1
Cisco | 30-1410-03 | SFP Gigabit Ethernet Face Module GLC‑T | Used | Data | 43
Cisco | 800-101968-02 | CVR-CFP2-CPAK4 V02 , CFP2-to-CPAK Port Adapter, CMPQAB1CAB | Used | Data | 1
Cisco | A903-Fan | ASR 903 Fan Tray | Used | Data | 4
Cisco | A9K-2KW-DC | A9K DC Power Module, 2000W | Used | Data | 3
Cisco | A9K-40GE-B | ASR9K 40-Port GE Line Card | Used | Data | 1
Cisco | A9K-LC-FILR | A9K Line Card Slot Filler | Used | Data | 1
Cisco | A9K-RSP-4G | ASR9K Fabric, Controller 4G memory | Used | Data | 2
Cisco | ASR1001-PWR-AC | ASR1001-PWR-AC COUNT | Used | Data | 1
Cisco | CAB-AC | Power plant, Power Cord, 110V US | Used | Data | 41
Cisco | CAB-AC-MM | Power plant, Power Cord, 110V US, Mickey Mouse plug | Used | Data | 1
Cisco | DWDM-GBIC-60.61 | GBIC 1000BASE-DWDM 1560.61NM | Used | Data | 4
Cisco | ESR-4OC3ATM-SM | ESR-4OC3ATM-SM IPI64D9GAA,IPI64D9GAB 800-16773-05 ESR Four-Port OC-3c/STM-1c ATM line Card | Used | Data | 1
Cisco | GLC-SX-MM | GE SFP, LC Connector SX Transceiver | Used | Data | 1
Cisco | GLC-SX-MMD | Transceiver Module | Used | Data | 13
Cisco | ME34X-PWR-DC | Module: Cisco ME 3400E Series field-replaceable DC power supply | Used | Data | 1
Cisco | WS-C3750X-48T-E | Catalyst 3750X-48T Network Switch Stackable 48 10/100/1000 Ethernet | Used | Data | 1
Cisco | WS-C6K-6SLOT-FAN2 | High Speed Fan Tray for Catalyst 6506 | Used | Data | 4
Cisco | WS-CAC-3000W | Power Supply Catalyst 6500 3000W AC | Used | Data | 1
Cisco | WS-X6708-10GE | Catalyst 6500, 8-Ports-Ports Plug-in Module Expansion module | Used | Data | 1
Computer Products | WR12T05-15/55K | 50 to 60 Watt WideInput DC/DC Converters 12VDC | Used | Data | 1
Computer Products | WR24T05-12/55K | 50 to 60 Watt WideInput DC/DC Converters 24VDC | Used | Data | 5
Dantel | F80-00611-00 | Board: Alarm Pointmaster, CPU | Used | Data | 1
Dees Communication | MRI-320 | 4 Channel Device Digital to Analog Converter Recorder | Un-Used | Data | 1
Dell Technologies | 0FN360 | Rapid Versa Rail Kit | Used | Data | 5
Dell Technologies | E07S002 | POWEREDGE R310 Server | Used | Data | 1
Dell Technologies | POWEREDGE-R200 | POWEREDGE R200 Dual Core Server | Used | Data | 3
Dell Technologies | POWEREDGE-R310-CTO | POWEREDGE R310 Config to Order Server | Used | Data | 1
DPS Telecom | D-PK-NETG4 | Netguardian 832A G1, Single 48V Input, Monitors 32 Alarm Points | Used | Data | 8
Extreme | 10070H | SFP Module 10/100/1000 Base-T | Un-Used | Data | 4
Extreme | 800125-00-04 | Summit 400-48t, 48 10/100/1000BASE-T, 4 mini-GBIC Ethernet Switch | Used | Data | 1
Extreme | 800125-00-05 | Summit 400-48t, 48 10/100/1000BASE-T, 4 mini-GBIC Ethernet Switch | Used | Data | 1
Extreme | 800125-00-06 | Summit 400-48t, 48 10/100/1000BASE-T, 4 mini-GBIC Ethernet Switch | Used | Data | 2
Force | CPCI-745 | CompactPCI SBC Module with 40GB HDD | Used | Data | 1
Generic | AP6120 | Wi-Fi Wireless Access Points Routers | New | Data | 30
Generic | SBP4324-L2DC | Alcatel-Lucent Approved 3rd Party for PN: 3FE25772AB (7330 ISAM FTTN GBE CWDM SFP) | Un-Used | Data | 1
Generic | A46044-613 | Server Board SCB2 SCSI Dual Socket 370 MotherBoard | Used | Data | 14
Hewlett Packard | QS208AA | HP SATA 16x SuperMulti Drive - DVD¤RW (¤R DL) / DVD-RAM drive - Serial ATA | Used | Data | 38
HP | H7J34AC | H7J34AC HP Foundation Care 24x7 Service | New | Data | 1
HP | 487267-001 | SFF RAIL KIT WITH CABLE ARM PLASTIC CLIP TO HOLD NICS AND QTY 4 SAS CABLE FOR PROLIANT DL380 G6 DL385 G5P DL385 G6 DL385 G7 | Used | Data | 1
HP | 573089-001 | Pro Liant DL 385G7 | Used | Data | 1
HP | 583914-B21 | PROLIANT DL380 G7 - SAS/SATA SMALL FORM FACTOR CTO CHASSIS WITH NO CPU NO RAM 2X HP NC382I GIGABIT ETHERNET 2U RACK SERVER | Used | Data | 3
HP | 653200-B21 | PROLIANT DL380P G8- CTO CHASSIS WITH NO CPU, NO RAM, 8SFF HDD BAYS, SMART ARRAY P420I CONTROLLER WITH ZERO MEMORY, 2U RACK SERVER | Used | Data | 1
HP | 686792-B21 | PROLIANT DL560 G8- CTO CHASSIS WITH NO CPU, NO RAM, 4X HP SMART SOCKET, 48 DIMM SLOTS, HOT PLUG 5-SFF SAS/SATA HDD BAYS, SMART ARRAY P420I CONTROLLER WITH ZERO MEMORY, ILO-4, 1X 1200W PS, 2U RACK SERVER | Used | Data | 2
HP | AJ764-63001 | 8GB 2- Port Fibre Channel HBA | Used | Data | 2
HP | CC2300 | MESSAGE SERVER | Used | Data | 2
InterDigital Communications Corp | BY13512-002 | CCU Modem Board | Used | Data | 1
Juniper | CBL-EX-PWR-C13-US | EX Series AC Power Cable | Used | Data | 70
Juniper | PB-1GE-SFP | 1-Port Gigabit Ethernet PIC | Used | Data | 1
Juniper | PB-2GE-SX | Router Card: T640/T320/M160/M40e Type 2 Interface Cards, 2-port Gigabit Ethernet PIC, SX Optics | Used | Data | 2
Juniper | SSG-550M-SH | SSG 550M with 1 GB Memory, 0 PIM Cards, 1 AC Power Supply | Used | Data | 5
Lucent | 408950517 | FAN TRAY ASSEMBLY FOR 18-SLOT CPCI SERVER 5085 | Used | Data | 1
Lucent | 849087150 | ANYPATH 146GB DISK DRIVE | Used | Data | 1
Lucent | Z7781D | MESSAGE SERVER HP CC2300 | Used | Data | 1
Misc | VER95002 | Tape: Mfg: Verbatim, Type 4 DVD-RAM Cartridge, 4.7GB, 3x | New | Data | 1
Motorola | 9648T | 9648 Rackmount Modem | Used | Data | 3
Motorola | CPX2408C | MTC3600 Chassis | Used | Data | 7
Nokia | C73430 | ADAPTER FOR CCITT NO 7,AS7 | Used | Data | 4
Nortel | CG1001A06 | BAYSTACK106 10BASE-THUB W/12 PORTs | Used | Data | 2
Nortel | NTHW25AA | VSP4E | Used | Data | 2
Nortel | NTRY62BA | VSE BLADE 16GB RAM | Used | Data | 6
Omnitron | 4386 | FlexPoint 14-Module 48VDC Single-Power Supply Powered Chas | Un-Used | Data | 1
Oracle | WAPN4496A | POWER SUPPLY UNIT SUN FIRE X4170 AC 760W | Used | Data | 1
Pairgain | HLU-388 | HiGain L2D HD Card | Used | Data | 4
RAD Data | RICI-T3 | Fast Ethernet Over T3 Intelligent NTU | Used | Data | 4
Ruggedcom/Siemens | RX1000-F-RM-HI-HI-XX-M1-TX01-TX01-XXX-XXX-XX | RX1000 Router Hardened, 88-300VDC or 85-264VAC, V90 Modem, 2 x 10/100Tx RJ45 | Used | Data | 1
Sun Microsystems | 542-0287-01 | 600GB, SAS 10K RPM SFF 2.5" Hard Drive | Used | Data | 2
Toshiba | MK8025GAS | Toshiba 80GB IDE 4200RPM | Used | Data | 2
Western Digital | SSD-C12MI-3512 | SILICONDRIVE 128MB CompactFlash Industrial Grade | Used | Data | 1
Accedian Networks | AMN-1000-TE-S | NID: MetroNid Network Device | Un-Used | Data 1 | 3
Accedian Networks | AMN-1000-TE-S | NID: MetroNid Network Device | Used | Data 1 | 4
Alcatel-Lucent | 3HE06791AA | 7705 SAR-8 Shelf V2 accepts Redundant DC | New | Data 1 | 5
Alcatel-Lucent | 3HE06792AA | 7705 Fan Module for V2 Shelf SAR-8 | New | Data 1 | 1
Alcatel-Lucent | 3HE00062AA | SFP - 7705SAR GIGE TX SFP COPPER MOD - RJ45 | Un-Used | Data 1 | 3
Alcatel-Lucent | 3HE02773AA | 7705 SAR-8 MPLS Service Router Chassis Without Fan V1 | Un-Used | Data 1 | 17
Alcatel-Lucent | 3HE03398AB | Cable: 7705SAR T1/E1 CABLE 28 AWG OPEN-ENDED 15M | Un-Used | Data 1 | 3
Alcatel-Lucent | 3HE04589AA | 7750 Cable Management Tray | Un-Used | Data 1 | 1
Alcatel-Lucent | 3HE06792AA | 7705 Fan Module for V2 Shelf SAR-8 | Un-Used | Data 1 | 5
Alcatel-Lucent | SP-GB-LX-IDFN-EN3 | SFP, 1.25GBPS/1.0625GBPS, UP TO 10KM TRANSMISSION ON SMF, 1310NM FP LASER , LC-LC | Un-Used | Data 1 | 1
Alcatel-Lucent | 3HE00024CA | SFP 100M FX - LC ROHS 6/6 DDM -40/85C | Used | Data 1 | 80
Alcatel-Lucent | 3HE00027CA | SFP GIGE SX-LC ROHS 6/6, 1PT 1000BASE-SX | Used | Data 1 | 1
Alcatel-Lucent | 3HE00028CA | SFP 7705 & 7750 MPLS Series 1-port 1000BASE-LX Optics Module, SMF, DDM | Used | Data 1 | 15
Alcatel-Lucent | 3HE00028CA-AA01 | SFP 7705 & 7750 MPLS Series 1-port 1000BASE-LX Optics Module, SMF, DDM | Used | Data 1 | 2
Alcatel-Lucent | 3HE00062CB | SFP-GIGE Base-T RJ45 R6/6 DDM -40/85 | Used | Data 1 | 9
Alcatel-Lucent | 3HE00564CA | XFP LR (Long Range 10 km) LC 7750 | Used | Data 1 | 55
Alcatel-Lucent | 3HE00867CA | SFP GIGE EX - LC ROHS 6/6 DDM - 40/85C | Used | Data 1 | 4
Alcatel-Lucent | 3HE01014AA | Card: 7710 SR Control / Forwarding Module 12 Gbps (CFM) | Used | Data 1 | 1
Alcatel-Lucent | 3HE02773AA | 7705 SAR-8 MPLS Service Router Chassis Without Fan V1 | Used | Data 1 | 5
Alcatel-Lucent | 3HE02774AB | 7705SAR CONTROL MODULE - CSM-V2 | Used | Data 1 | 44
Alcatel-Lucent | 3HE02774BA | 7705 SAR Control and Switch Module 8 Gbps | Used | Data 1 | 1
Alcatel-Lucent | 3HE02776AB | 7705SAR-8 8 PORT GE/FE Ethernet Card V2 | Used | Data 1 | 38
Alcatel-Lucent | 3HE03400AA | 7705SAR-8 Power Cable, 4M | Used | Data 1 | 3
Alcatel-Lucent | 3HE03611AA | 7750 10PT GE-MDA | Used | Data 1 | 2
Alcatel-Lucent | 3HE03685AA | 7750 MDA-XP 2-PORT 10GBASE ETHERNET MODULE | Used | Data 1 | 2
Alcatel-Lucent | 3HE04741AA | 7750 5-port 10GigE IMM-XFP Interface Card | Used | Data 1 | 1
Alcatel-Lucent | 3HE04939AA | SFP GBE CWDM 1470 | Used | Data 1 | 23
Alcatel-Lucent | 3HE05051AB | 7705 SAR-M with 16 T1/E1, 7 GigE, -48/+24 VDC | Used | Data 1 | 2
Alcatel-Lucent | 3HE05580AB | 7210 SAS-M/T ETR AC Power Supply | Used | Data 1 | 1
Alcatel-Lucent | 3HE06151AB | 7705 SAR-8 8 Port GE SFP Card V2 | Used | Data 1 | 29
Alcatel-Lucent | 3HE06792AA | 7705 Fan Module for V2 Shelf SAR-8 | Used | Data 1 | 29
Alcatel-Lucent | 87-1207-04-16-B | R5.0 CTL & INTEG. CALLP/PNNI UPGRADE KIT | Used | Data 1 | 1
Generic | 3HE03398ABclone | 7705SAR T1/E1 CABLE 28 AWG OPEN-ENDED 15M | Un-Used | Data 1 | 174
Nortel | NTPX48RC | TM3060 FIBER CHANNEL-WWPN/ETHERNET PORT CARD | Used | Data 1 | 1
Sun Microsystems | XTA-SS1NG-300G15K | Disks 12 Sun 300GB 15000RPM for StorageTek-2540 | New | Data 1 | 2
Sun Microsystems | 300-2073-01 | DC Raid Filter | Used | Data 1 | 1
Sun Microsystems | 370-4940 | 2GB DDR Memory Option (2 x 1GB DIMMs) | Used | Data 1 | 1
Sun Microsystems | 371-3033-01 | CT900 Fan Tray | Used | Data 1 | 1
Sun Microsystems | 371-3034-01 | CT900 Power Entry Module (PEM) | Used | Data 1 | 1
Sun Microsystems | 540-6607 | 146.8GB 15000 RPM Disk Assembly with 1 bracket | Used | Data 1 | 1
Sun Microsystems | NTR630SB-02 | N240-1.5GHZ,4GB SERVER SHELF | Used | Data 1 | 1
Harris Broadcast | IX-MA-417A | Five-port RS-232 Interface plus 10 contact closures (DS-966A) | Used | LMR | 1
Harris Broadcast | IX-VF-5A | Voice Frequency Card | Used | LMR | 1
Motorola | T7039 | GTR 8000 Base Station, 700/800 MHz, 16 Channel | Un-Used | LMR | 12
Motorola | XTS5000R | XTS 5000R Model II 700/800MHz Digital SmartZone Portable Radio. Model number HI8UCF9PW6AN Ruggedized in Yellow | Un-Used | LMR | 2
Motorola | 0182643X07 | DIGITAC Interface | Used | LMR | 7
Motorola | 0182643X08 | Universal Simulcast Controller Interface | Used | LMR | 1
Motorola | 0182643X13 | DSM2 Interface Panel | Used | LMR | 13
Motorola | 0182885X01 | Power Supply CEB 0182884X01 B1821A BPN6018A | Used | LMR | 2
Motorola | 0182922Y01 | MTC3600 Chassis Fan Tray | Used | LMR | 5
Motorola | 0785412U01 | Quantar 4.5" Mounting Bracket Extender | Used | LMR | 22
Motorola | B1809A | Centracom Gold Series Dispatch Console B1809A | Used | LMR | 1
Motorola | BGN6029A | Centracom Volume /VU Board | Used | LMR | 1
Motorola | BLN1165C | Centracom Module | Used | LMR | 1
Motorola | BLN1228A | Centracom COIM Board | Used | LMR | 2
Motorola | BLN6654D | Board 84D84315T04 | Used | LMR | 1
Motorola | BLN6755C | Program ISA Board , CENTRACOM | Used | LMR | 11
Motorola | BLN6832A | BD Interface Console | Used | LMR | 1
Motorola | BLN6866A | Board 84D83419R02 ISS | Used | LMR | 1
Motorola | BLN7011A | Board 84D84509T01 | Used | LMR | 1
Motorola | BPN6017A | CentraCom Power Supply for the RLN4528A | Used | LMR | 1
Motorola | CLE1200A | Quantar RX UHF R2 (465.275 MHz) | Used | LMR | 1
Motorola | CLF1510A | Quantar 800MHz Exciter | Used | LMR | 17
Motorola | CLF1530A | Quantar 800MHz Receiver | Used | LMR | 13
Motorola | CLN1751A | Quantar 800MHz Controller | Used | LMR | 10
Motorola | CLN6843A-LSB | MTC3600 Link Status Board (LSB) Card | Used | LMR | 2
Motorola | CLN6843J | MTC3600 ACE Card | Used | LMR | 1
Motorola | CLN6843J-LSB | MTC3600 Link Status Board (LSB) | Used | LMR | 1
Motorola | CLN6843K-LSB | MTC3600 Link Status Board (LSB) | Used | LMR | 1
Motorola | CLN6955 | Quantar 4 WIRE Audio WIRELINE | Used | LMR | 1
Motorola | CLN7396E | MTC3600 RIC Card | Used | LMR | 1
Motorola | CLN7692B | Station Control Module | Used | LMR | 2
Motorola | CPCI-6020 | MTC3600 Central Processing Unit 6020 | Used | LMR | 2
Motorola | CPCI-6115 | MTC3600 Central Processing Unit 6115 | Used | LMR | 2
Motorola | CPN1031G | Quantar 48VDC Power Supply | Used | LMR | 6
Motorola | CPN1047E | Quantar 625 W AC Power Supply | Used | LMR | 3
Motorola | CPN1048A | Quantar AC Supply with DC Revert | Used | LMR | 15
Motorola | CPN1048B | Quantar AC Supply with DC Revert | Used | LMR | 1
Motorola | CPN1048E | Quantar AC Supply with DC Revert | Used | LMR | 2
Motorola | CPN1049 | Quantar VHF 265W AC Power Supply | Used | LMR | 2
Motorola | CPN6087 | Quantar VHF Power Amplifier 350 Watt | Used | LMR | 3
Motorola | CTX1146A | Quantar Power Amplifier 380-433MHZ UHF | Used | LMR | 1
Motorola | DLN1229A | Quantar EPIC 6 Control Module | Used | LMR | 2
Motorola | DLN6468A | HARD DRIVE SCSI | Used | LMR | 2
Motorola | DLN6477A | MTC3600 Alarm Output Card | Used | LMR | 1
Motorola | HMN3013A | Keypad Microphone - Non-Backlit | Used | LMR | 1
Motorola | MCLN8197B | MTC3600 N-PAR Card | Used | LMR | 2
Motorola | MCLN8217B | MTC3600 PAR Card | Used | LMR | 2
Motorola | MCP750 | MTC3600 MCP750 Card | Used | LMR | 2
Motorola | NMN6210D | Backlit Keypad Microphone | Used | LMR | 1
Motorola | Q2980A | Astro Securenet Digitac Voter Comparator Q2981A R73 | Used | LMR | 5
Motorola | QRN4307B | Securenet Digitac Comparator Output Main Board | Used | LMR | 1
Motorola | QRN4516B | Board Audio External Mount | Used | LMR | 1
Motorola | SM8 | CentraCom for the RLN4528A | Used | LMR | 1
Motorola | T5365A-VHF-AC | VHF Quantar Transceiver with DC Power Supply, 125W Power Amplifier, Exciter, Controller Bracket , 4 Wireline Board | Used | LMR | 5
Motorola | T5365-X750 | Quantar 800MHz (RX806/825MHz - TX 851/870MHz) 100 Watt AC Power Supply | Used | LMR | 45
Motorola | T5365-X750-ACDC | Quantar 800MHz (RX806/825MHz - TX 851/870MHz) 100 Watt AC w/ DC Revert Power Supply | Used | LMR | 5
Motorola | TLF1930C | 800 MHZ 100 WATT Power Amplifier | Used | LMR | 7
Motorola | TLN3315A | Quantar 800MHz Receiver | Used | LMR | 6
Motorola | TLN3459A | Quantar FRU Internal UHSO | Used | LMR | 1
Motorola | TPS260 | DC/DC Converter Module for the RLN4528A CentraCom | Used | LMR | 2
Motorola | TRN7056A | ASYNC Communications Board | Used | LMR | 7
Motorola | TRN7068A | SmartNet Trans Interface RTIB Card | Used | LMR | 2
Motorola | TRN7475D | Station Controller Enhanced Board | Used | LMR | 1
Motorola | TRN7477 | Quantar 4 WIRE Audio WIRELINE | Used | LMR | 5
Motorola | TRN8661A | Smartnet Receiver Interface Board | Used | LMR | 6
Motorola | TRN8662C14 | RIB Board (Receiver Interface Board) | Used | LMR | 7
Motorola | TRN8663B | Central Site Controller 6809 TIB (Transit Interface Board) | Used | LMR | 4
Motorola | TRN8663B16 | RIB Board (Receiver Interface Board) | Used | LMR | 2
Motorola | TTN5128C | Quantar Station Controller Module | Used | LMR | 2
OTTO | V3-10349 | Mobile Programming Cable | Used | LMR | 1
RFS | DCL-4533 | Fiplex Compact Mobile DCL-4533 UHF Duplexer | Used | LMR | 1
4RF | APSQ-R928-SSC-HD-22-ENAA | Aprisa SR+ 48VDC 928-960MHz, SSC, Half Duplex, 2 Ethernet Ports & 2 Serial Ports Protected Station, Software Selectable, Channel Sizes of 12.5, 25 kHz and 50 kHz, Single antenna operation | Used | Microwave | 12
4RF | APSR-N400-012-SO-12-ICA | Aprisa SR, BR, 400-470 MHz, 12.5 kHz, SO, 12 VDC | Used | Microwave | 4
4RF | APXE-N900-200-G2-24-IC00 | Aprisa XE 1+0, 32-960 MHz, 200KHz , G2, 24VDC,IC, STD CONFIG | Used | Microwave | 1
Adtran | 12806410L2A | Tracer 6410, High Power (Freq. A) Supports T1and Ethernet Connectivity up to 16 Mpbs. +/-21 to +/-60 VDC input. | Used | Microwave | 1
Adtran | 1280TRC242T1R1B | Tracer 4103 2.4 GHz 2xT1 Radio, 2x DS1/DSX-1 Interfaces. 19" x 1U rackmount Integrated. Frequency Plan B | Used | Microwave | 1
Alcatel-Lucent | 155-0821-206 | Crystal 114.5208MHz | New | Microwave | 3
Alcatel-Lucent | 155-0821-679 | MDR8000 Crystal 128.8330 MHz | New | Microwave | 1
Alcatel-Lucent | 155-0821-696 | Crystal - 138.3333 MHz | New | Microwave | 1
Alcatel-Lucent | 155-0821-705 | Crystal 125.8333MHz | New | Microwave | 3
Alcatel-Lucent | 155-0821-708 | Crystal 128.6875 MHz | New | Microwave | 3
Alcatel-Lucent | 155-0821-803 | Crystal - 150.0000 MHz | New | Microwave | 1
Alcatel-Lucent | 155-1966-020 | Crystal 109.0104 Mhz | New | Microwave | 4
Alcatel-Lucent | 155-1966-026 | Crystal 109.0833MHz | New | Microwave | 3
Alcatel-Lucent | 155-1966-068 | MDR8000 Crystal, 109.7500 MHz | New | Microwave | 1
Alcatel-Lucent | 155-1966-075 | Crystal 109.8333 | New | Microwave | 2
Alcatel-Lucent | 155-1966-094 | Crystal 110.0833 MHz for 6605MHz Frequency | New | Microwave | 2
Alcatel-Lucent | 155-1966-161 | Crystal 110.8958MHz | New | Microwave | 4
Alcatel-Lucent | 155-1966-190 | Crystal 111.2500 MHz | New | Microwave | 4
Alcatel-Lucent | 155-1966-246 | Crystal 111.9792MHz | New | Microwave | 4
Alcatel-Lucent | 155-1966-336 | Crystal 113.5625 MHz | New | Microwave | 4
Alcatel-Lucent | 155-1966-563 | Crystal 140.7083MHz | New | Microwave | 2
Alcatel-Lucent | 155-1966-569 | Crystal 140.7667MHz | New | Microwave | 1
Alcatel-Lucent | 155-3093-002 | Crystal 132.1156MHz | New | Microwave | 3
Alcatel-Lucent | 155-3093-019 | Crystal 135.8493MHz | New | Microwave | 1
Alcatel-Lucent | 155-3093-020 | Crystals: 136.0689 Mhz, MDR8000 | New | Microwave | 2
Alcatel-Lucent | 155-3093-041 | MDR8000 141.0109 MHz Crystal | New | Microwave | 2
Alcatel-Lucent | 155-3093-043 | Crystal 141.4502MHz | New | Microwave | 1
Alcatel-Lucent | 155-3093-086 | Crystal: 11215GHz, 149.5333 MHz XTAL for MDR8000 | New | Microwave | 1
Alcatel-Lucent | 155-3093-091 | Crystal 152.0667 MHz | New | Microwave | 2
Alcatel-Lucent | 155-3093-093 | Crystal Chan Freq: 11485.000 MHz, Crystal Freq: 153.1333 MHz | New | Microwave | 2
Alcatel-Lucent | 289-4423-670 | Crystal 142.2083 MHz | New | Microwave | 2
Alcatel-Lucent | 289-4429-033 | Crystal 113.5833 MHz | New | Microwave | 3
Alcatel-Lucent | 289-4430-034 | Crystal Frequency 113.7500 MHz | New | Microwave | 1
Alcatel-Lucent | 289-4433-135 | 119.5833 MHz MDR8000 Oscillator Crystal | New | Microwave | 4
Alcatel-Lucent | 3DH03137AG | MDR8000 Transmitter Module (6425-6525 MHz) | New | Microwave | 2
Alcatel-Lucent | 3DH03218AA | MDR8000 Power Amplifier, +29/30 dBm (5725-6425) | New | Microwave | 1
Alcatel-Lucent | 3DH03218AC | MDR8000 Power Amplifier, +29/30 dBm (5725-6425) | New | Microwave | 1
Alcatel-Lucent | 3DH03218AH | MDR8000 Power Amplifier, +29/30 dBm (5725-6425) | New | Microwave | 2
Alcatel-Lucent | 3DH04122HA | Waveguide Adapter CPR-137 Flange | New | Microwave | 2
Alcatel-Lucent | 3EM11285AC | MDR8000 Oscillator 5825 MHz Channel Frequency | New | Microwave | 1
Alcatel-Lucent | 967-0490-001 | MDR8000 TX Relay Switch for 5-7GHz | New | Microwave | 2
Alcatel-Lucent | 155-0821-275 | Crystal 112.7500 MHz, Channel Frequency 6765MHz | Un-Used | Microwave | 2
Alcatel-Lucent | 155-1966-068 | MDR8000 Crystal, 109.7500 MHz | Un-Used | Microwave | 4
Alcatel-Lucent | 155-1966-082 | Crystal 109.9167MHz | Un-Used | Microwave | 1
Alcatel-Lucent | 3DB20441BB | 9500-MPR ODU Radio | Un-Used | Microwave | 1
Alcatel-Lucent | 3DB20443BB | 9500-MPR ODU Radio | Un-Used | Microwave | 1
Alcatel-Lucent | 3DB20444BB | 9500-MPR ODU Radio | Un-Used | Microwave | 1
Alcatel-Lucent | 3DH03155AB | MDR8000 Controller AE-37Y | Un-Used | Microwave | 5
Alcatel-Lucent | 3DH03164AB | MDR8000 Power Supply CE-16BB-1 24-48VDC (New Style) | Un-Used | Microwave | 5
Alcatel-Lucent | 3DH03236AF | MDR8000 Transmitter Module (5725-6425) | Un-Used | Microwave | 1
Alcatel-Lucent | 3DH03239AM | MDR8000 6L GHz Receive Module (5725-6425) | Un-Used | Microwave | 4
Alcatel-Lucent | 3DH04123AG-155-1966-149 | Oscillator & Crystal (110.7500MHz) | Un-Used | Microwave | 3
Alcatel-Lucent | 3DH04123AH-289-4429-022 | Oscillator & Crystal 6805.000MHZ 113.4167MHZ | Un-Used | Microwave | 3
Alcatel-Lucent | 3DH04123AL-155-3093-011 | MDR8000 Oscillator Board, Crystal Frequency 134.0922 MHz ? Chan. Freq. 6034.150 MHz | Un-Used | Microwave | 1
Alcatel-Lucent | 3DH04123AL-155-3093-014 | MDR8000 Oscillator Board (Frequency 134.7511 MHz) | Un-Used | Microwave | 1
Alcatel-Lucent | 3DH04123AM-155-3093-038 | MDR8000 Oscillator Board (Frequency 140.3520 MHz) | Un-Used | Microwave | 1
Alcatel-Lucent | 3DH04123AN-155-3093-050 | MDR8000 Oscillator Board (Frequency 143.6667 MHz) | Un-Used | Microwave | 4
Alcatel-Lucent | 3EM13317AA | 9500 MPR Power Distribution Panel (Does not have optional Alarm Card 3EM10496AA) | Un-Used | Microwave | 6
Alcatel-Lucent | 3EM13462AB | TMN Interface SNMP | Un-Used | Microwave | 3
Alcatel-Lucent | 3EM16169AA | MDR8000 Ethernet I/O | Un-Used | Microwave | 4
Alcatel-Lucent | 3EM16300AA | MDR8000 LBO Line Interface Card (Ethernet) | Un-Used | Microwave | 1
Alcatel-Lucent | 3EM19148AC | MDR8000 Fan Tray Assembly without Laptop Shelf For SIR & DIR (Non Nebs) Mount under the PDU | Un-Used | Microwave | 4
Alcatel-Lucent | 967-1609-002 | MDR8000 Capacity Key 4DS1 32 TCM | Un-Used | Microwave | 58
Alcatel-Lucent | 967-1609-003 | MDR8000 Capacity Key 8DS1 32 TCM | Un-Used | Microwave | 1
Alcatel-Lucent | 967-1609-005 | MDR8000 Capacity Key 16 DS1 32 TCM | Un-Used | Microwave | 8
Alcatel-Lucent | 967-1609-010 | MDR8000 Capacity Key 16 DS1 128 TCM | Un-Used | Microwave | 9
Alcatel-Lucent | 155-1966-293 | Crystal 112.6042 MHz | Used | Microwave | 1
Alcatel-Lucent | 155-1966-745 | Crystal (Frequency 141.8417 MHz) | Used | Microwave | 1
Alcatel-Lucent | 270-0038-020 | MDR4000 Power Supply for the SSPA/Shelf (typical upgrade) | Used | Microwave | 59
Alcatel-Lucent | 270-0770-050 | MDR4000 TWT Power Supply | Used | Microwave | 1
Alcatel-Lucent | 277-0631-130 | MDR4000 Local Oscillator 7.88-8.09 GHz | Used | Microwave | 1
Alcatel-Lucent | 277-0642-070 | MDR4000 Receive Source / Local OSC 7.125-7.468 GHz | Used | Microwave | 5
Alcatel-Lucent | 277-0642-080 | MDR4000 Receive Source / Local OSC , 7.469-7.812 GHz | Used | Microwave | 7
Alcatel-Lucent | 3DB18126AD | 9500MPR DS1 PDH Module (P32E1DS1) | Used | Microwave | 1
Alcatel-Lucent | 3DB18126AE | 9500MPR 32E1/DS1 PDH | Used | Microwave | 1
Alcatel-Lucent | 3DB18134BB | 9500MPR Fan Unit, replaced Rev BA | Used | Microwave | 8
Alcatel-Lucent | 3DB18136AE | 9500MPR MOD300 Radio Modem | Used | Microwave | 1
Alcatel-Lucent | 3DB18163AB | 9500MPR MSS Slot Cover - Blank Plate 1/2H | Used | Microwave | 4
Alcatel-Lucent | 3DB18206AC | 9500MPR Ethernet Access Module with 8 GbE Port | Used | Microwave | 51
Alcatel-Lucent | 3DB18209AB | 9500MPR Core Module, 5 GbE ports (CORE-B) | Used | Microwave | 4
Alcatel-Lucent | 3DB18218AD | 9500MPR MSS-4 Fan | Used | Microwave | 5
Alcatel-Lucent | 3DB18219AC | 9500MPR MSS-4 Shelf | Used | Microwave | 3
Alcatel-Lucent | 3DB18236AB | 9500 MPR Service Board | Used | Microwave | 2
Alcatel-Lucent | 3DB18326AC | 9500MPR CSM Core Enhanced Module w 6 GbE ports (CORE-E) - TH/Clei | Used | Microwave | 7
Alcatel-Lucent | 3DB18634AB | 9500MPR MPT PoE Plug In Card | Used | Microwave | 2
Alcatel-Lucent | 3DB19017AB | 9500MPR Ethernet Access Module Version 2 with PoE, EASv2 | Used | Microwave | 2
Alcatel-Lucent | 3DB20371BC | 9500MPR MPT-HC 11GHz 10695-10961 (GR-3108) | Used | Microwave | 2
Alcatel-Lucent | 3DB20432BC | 9500MPR MPT-HC 18GHz 19260-19700,5 (GR-3108) | Used | Microwave | 1
Alcatel-Lucent | 3DB20433BC | MDR 9500 MPT-HC 18GHz 19260-19700,5 (GR-3108) | Used | Microwave | 5
Alcatel-Lucent | 3DB20442BB | 9500MPRMPT-HC-L6GHZ2522/2P | Used | Microwave | 1
Alcatel-Lucent | 3DB23035HE | 9500 ODU 300 11 GHZ TX High HP | Used | Microwave | 1
Alcatel-Lucent | 3DB23035HF | ODU 300 11GHz 490 SB2 HI HP A | Used | Microwave | 1
Alcatel-Lucent | 3DB23047AB | 9500MXC ODU - 300V1 6GHz, 5989-6079 MHz | Used | Microwave | 1
Alcatel-Lucent | 3DB23062AC | ODU 18 GHz, 1560 MHz Spacing, 17700-18060MHz, TX LO | Used | Microwave | 1
Alcatel-Lucent | 3DB23062HF | ODU 18 GHz 19260-19620 TX Hi | Used | Microwave | 1
Alcatel-Lucent | 3DH03131AA | MDR8000 I/O Interface, DS1 (1.544 Mb/s) | Used | Microwave | 61
Alcatel-Lucent | 3DH03132AJ | MDR8000 Receive Module 6.875-7.125 (DS3/OC3/STM-1) | Used | Microwave | 1
Alcatel-Lucent | 3DH03132AQ | MDR8000 Receiver 6525-6875MHz | Used | Microwave | 20
Alcatel-Lucent | 3DH03137AB | MDR8000 Transmitter Module (6525-6875 MHz) | Used | Microwave | 1
Alcatel-Lucent | 3DH03137AH | MDR8000 Transmitter Module (6525-6875 MHz) | Used | Microwave | 14
Alcatel-Lucent | 3DH03144AA | MDR8000 LBO (0-330') DS1 LINEAR | Used | Microwave | 16
Alcatel-Lucent | 3DH03155AB | MDR8000 Controller AE-37Y | Used | Microwave | 69
Alcatel-Lucent | 3DH03164AB | MDR8000 Power Supply CE-16BB-1 24-48VDC (New Style) | Used | Microwave | 102
Alcatel-Lucent | 3DH03169AR | MDR8000 DX-35N, I/O Interface, DS3 | Used | Microwave | 20
Alcatel-Lucent | 3DH03173AG | MDR8000 DS3 LBO Module | Used | Microwave | 1
Alcatel-Lucent | 3DH03173AK | MDR8000 3DS3 LBO | Used | Microwave | 10
Alcatel-Lucent | 3DH03218AA | MDR8000 Power Amplifier, +29/30 dBm (5725-6425) | Used | Microwave | 33
Alcatel-Lucent | 3DH03218AB | MDR8000 Power Amplifier, +23 dBm (6425-7125) | Used | Microwave | 13
Alcatel-Lucent | 3DH03218AC | MDR8000 Power Amplifier, +29/30 dBm (5725-6425) | Used | Microwave | 95
Alcatel-Lucent | 3DH03218AD | MDR8000 Power Amplifier, +29 dBm (6425-7125) | Used | Microwave | 10
Alcatel-Lucent | 3DH03218AE | MDR8000 Power Amplifier 5.925-6.425 GHz+31 dBm | Used | Microwave | 32
Alcatel-Lucent | 3DH03218AF | MDR8000 Power Amplifier, +31 dBm (6525-7125) | Used | Microwave | 5
Alcatel-Lucent | 3DH03218AG | MDR8000 Power Amplifier 5.850-6.425,+33dB | Used | Microwave | 16
Alcatel-Lucent | 3DH03218AH | MDR8000 Power Amplifier, +29/30 dBm (5725-6425) | Used | Microwave | 6
Alcatel-Lucent | 3DH03219AA | MDR8000 Relay Interface AE-27AF-1 | Used | Microwave | 59
Alcatel-Lucent | 3DH03228AG | MDR8000 Transmitter 10000-10700 MHz | Used | Microwave | 22
Alcatel-Lucent | 3DH03228AH | MDR8000 Transmitter (10700-11200 MHz) | Used | Microwave | 22
Alcatel-Lucent | 3DH03228AJ | MDR8000 Transmitter 11200-11700 MHz | Used | Microwave | 12
Alcatel-Lucent | 3DH03231AA | MDR8000 Receiver 10450-10700 MHz UD-36AP | Used | Microwave | 2
Alcatel-Lucent | 3DH03231AE | MDR8000 Receiver 10700-11200 MHz DS3 | Used | Microwave | 6
Alcatel-Lucent | 3DH03231AF | MDR8000 Receiver 10450-10700 MHz UD-36AP | Used | Microwave | 5
Alcatel-Lucent | 3DH03231AK | MDR8000 Receiver 10400-10700 | Used | Microwave | 6
Alcatel-Lucent | 3DH03231AN | MDR8000 Receiver 10000-10700 MHz | Used | Microwave | 62
Alcatel-Lucent | 3DH03231AP | MDR8000 Receiver 10700-11200MHz | Used | Microwave | 16
Alcatel-Lucent | 3DH03231AQ | MDR8000 Receiver, 11.2-11.7 GHz UP-36AP | Used | Microwave | 16
Alcatel-Lucent | 3DH03236AC | MDR8000 Transmitter 5850-5925MHz | Used | Microwave | 6
Alcatel-Lucent | 3DH03236AF | MDR8000 Transmitter 5725-6425 MHz | Used | Microwave | 26
Alcatel-Lucent | 3DH03239AF | MDR8000 6GHz Receiver Module (5725-6425) | Used | Microwave | 1
Alcatel-Lucent | 3DH03239AM | MDR8000 Receiver 5725-6425MHz | Used | Microwave | 89
Alcatel-Lucent | 3DH04122AJ | MDR8000 Hot-Standby Shelf with 3DH03142AB Backplane | Used | Microwave | 8
Alcatel-Lucent | 3DH04123AA | MDR8000 Oscillator Board Crystal 6425-7125 MHz | Used | Microwave | 3
Alcatel-Lucent | 3DH04123AA-155-1966-068 | MDR8000 Oscillator Board with Crystal part #155-1966-068 (109.7500MHz) | Used | Microwave | 1
Alcatel-Lucent | 3DH04123AA-155-1966-107 | MDR8000 Oscillator with Crystal Frequency 110.2500 MHz, Channel Frequency 6615MHz | Used | Microwave | 1
Alcatel-Lucent | 3DH04123AA-155-1966-201 | MDR8000 Oscillator Board (Frequency 111.3854 MHz) | Used | Microwave | 1
Alcatel-Lucent | 3DH04123AA-155-1966-217 | MDR-8000 Oscillator Board (Frequency 111.5833 MHz)) | Used | Microwave | 1
Alcatel-Lucent | 3DH04123AA-155-1966-279 | MDR8000 Oscillator Board with Crystal part # 155-1966-279 Frequency 112.4167 MHz | Used | Microwave | 1
Alcatel-Lucent | 3DH04123AB-155-1966-569 | MDR8000 Oscillator Board (Frequency 140.7667 MHz) | Used | Microwave | 1
Alcatel-Lucent | 3DH04123AB-155-1966-698 | MDR8000 Oscillator Board (Frequency 141.5750 MHz) | Used | Microwave | 1
Alcatel-Lucent | 3DH04123AB-155-1966-708 | MDR8000 Oscillator Board (Frequency 141.6333 MHz) | Used | Microwave | 1
Alcatel-Lucent | 3DH04123AB-155-3093-073 | MDR8000 Oscillator Board with Crystal Frequency 142.8667 MHz and TX 10715 MHz | Used | Microwave | 1
Alcatel-Lucent | 3DH04123AB-155-3093-083 | MDR8000 Oscillator Board (Frequency 148.2000 MHz) | Used | Microwave | 1
Alcatel-Lucent | 3DH04123AB-155-3093-086 | MDR8000 Oscillator Board (Frequency 149.5333 MHz) | Used | Microwave | 1
Alcatel-Lucent | 3DH04123AB-155-3093-088 | MDR8000 Oscillator Board (Frequency 150.4667MHz) | Used | Microwave | 1
Alcatel-Lucent | 3DH04123AB-155-3093-096 | MDR8000 Oscillator Board (Frequency 154.7333 MHz) | Used | Microwave | 2
Alcatel-Lucent | 3DH04123AC-155-9000-537 | MDR8000 Oscillator Board (Frequency 129.9792 MHz) | Used | Microwave | 1
Alcatel-Lucent | 3DH04123AG-155-1966-094 | Oscillator & Crystal 6605.000MHZ 110.0833MHZ | Used | Microwave | 4
Alcatel-Lucent | 3DH04123AG-155-1966-121 | MDR8000 Oscillator Board with Crystal part # 155-1966-121 Frequency 110.4167, 6625MHz | Used | Microwave | 2
Alcatel-Lucent | 3DH04123AG-155-1966-135 | Oscillator & Crystal 6635.000MHZ 110.5833MHZ | Used | Microwave | 1
Alcatel-Lucent | 3DH04123AG-155-1966-149 | Oscillator & Crystal 6645.000MHZ 110.7500MHZ | Used | Microwave | 1
Alcatel-Lucent | 3DH04123AG-155-1966-190 | MDR8000 Oscillator Board with Crystal 111.2500 Mhz, Channel Frequency 6675.000 MHz | Used | Microwave | 2
Alcatel-Lucent | 3DH04123AG-155-1966-217 | Oscillator & Crystal 6695.000MHZ 111.5833MHZ | Used | Microwave | 2
Alcatel-Lucent | 3DH04123AH | MDR8000 Oscillator Board 6765-7080 MHz | Used | Microwave | 2
Alcatel-Lucent | 3DH04123AH-155-0821-275 | MDR8000 Oscillator Board, Crystal Frequency 112.7500 MHz | Used | Microwave | 3
Alcatel-Lucent | 3DH04123AH-155-1966-346 | MDR8000 Oscillator Board, Crystal Frequency 113.9167 MHz Chan. Freq. 6835.000 MHz | Used | Microwave | 4
Alcatel-Lucent | 3DH04123AH-155-1966-356 | MDR8000 Oscillator Board TX/RX Assembly 6835.000 MHz. Crystal Frequency 114.25 MHz | Used | Microwave | 2
Alcatel-Lucent | 3DH04123AH-289-4429-004 | MDR8000 Oscillator Board with Crystal part # 289-4429-004 Frequency 113.0833 6785MHz | Used | Microwave | 2
Alcatel-Lucent | 3DH04123AH-289-4429-012 | Oscillator & Crystal 6795.000MHZ 113.2500MHZ | Used | Microwave | 1
Alcatel-Lucent | 3DH04123AH-289-4429-022 | Oscillator & Crystal 6805.000MHZ 113.4167MHZ | Used | Microwave | 1
Alcatel-Lucent | 3DH04123AH-289-4430-034 | MDR8000 Oscillator Board, Crystal Frequency 113.7500MHz - Chan. Freq. 6825MHz | Used | Microwave | 4
Alcatel-Lucent | 3DH04123AL-155-0821-549 | MDR8000 Oscillator Board with Crystal (131.3861 MHz) | Used | Microwave | 2
Alcatel-Lucent | 3DH04123AL-155-1966-406 | MDR 8000 Oscillator Board 5850-6425 MHz with Crystal 134.0922 MHz | Used | Microwave | 2
Alcatel-Lucent | 3DH04123AL-155-3093-002 | MDR8000 Oscillator Board (Frequency 132.1156 MHz 5945.200) | Used | Microwave | 8
Alcatel-Lucent | 3DH04123AL-155-3093-005 | MDR8000 Oscillator Board (Frequency 132.7744 MHz 5974.850 ) | Used | Microwave | 11
Alcatel-Lucent | 3DH04123AL-155-3093-008 | MDR8000 Oscillator Board (Frequency 133.4333 MHz) | Used | Microwave | 7
Alcatel-Lucent | 3DH04123AL-155-3093-011 | MDR8000 Oscillator Board (Frequency 134.0922 MHz) | Used | Microwave | 7
Alcatel-Lucent | 3DH04123AL-155-3093-014 | MDR8000 Oscillator Board (Frequency 134.7511 MHz) | Used | Microwave | 3
Alcatel-Lucent | 3DH04123AL-155-3093-017 | MDR-8000 Oscillator Board (Frequency 135.4100 MHz / 6093.450 MHz ) | Used | Microwave | 9
Alcatel-Lucent | 3DH04123AL-155-3093-020 | MDR8000 Oscillator Board (Frequency 136.0689 MHz/ 6123.100 MHz) | Used | Microwave | 2
Alcatel-Lucent | 3DH04123AM-155-1966-563 | MDR8000 Oscillator with Crystal 140.7083MHz | Used | Microwave | 4
Alcatel-Lucent | 3DH04123AM-155-1966-698 | MDR8000 Oscillator Board (Frequency 141.5750 MHz) | Used | Microwave | 4
Alcatel-Lucent | 3DH04123AM-155-3093-026 | MDR8000 Oscillator Board (Frequency 137.7164 MHz Channel Frequency 6197.240) | Used | Microwave | 9
Alcatel-Lucent | 3DH04123AM-155-3093-029 | MDR8000 Oscillator Board and Crystal Channel Frequency 6226.890 MHz and Crystal Frequency 138.3753 MHz | Used | Microwave | 6
Alcatel-Lucent | 3DH04123AM-155-3093-032 | MDR8000 Oscillator Board (Frequency 139.0342 MHz) | Used | Microwave | 5
Alcatel-Lucent | 3DH04123AM-155-3093-035 | MDR8000 Oscillator Board (Frequency 139.6931 MHz) | Used | Microwave | 1
Alcatel-Lucent | 3DH04123AM-155-3093-038 | MDR8000 Oscillator Board (Frequency 140.3520 MHz) | Used | Microwave | 5
Alcatel-Lucent | 3DH04123AM-155-3093-041 | MDR8000 Oscillator Board (Frequency 141.0109 MHz) | Used | Microwave | 14
Alcatel-Lucent | 3DH04123AN-155-3093-073 | MDR8000 Oscillator Board with Crystal Frequency 142.8667 MHz and TX 10715 MHz | Used | Microwave | 3
Alcatel-Lucent | 3DH04123AN-155-3093-074 | MDR8000 Oscillator Board Channel Frequency 11,130.625-11,175 MHz & Crystal Frequency 143.4000 MHz | Used | Microwave | 6
Alcatel-Lucent | 3DH04123AN-155-3093-076 | MDR8000 Oscillator Board 11130.625-11175 MHz Crystal 144.4667 MHz | Used | Microwave | 7
Alcatel-Lucent | 3DH04123AN-155-3093-079 | MDR8000 Oscillator Board (Frequency 146.0667 MHz) | Used | Microwave | 2
Alcatel-Lucent | 3DH04123AN-155-3093-080 | MDR8000 Oscillator Board (Frequency 146.6000 MHz) | Used | Microwave | 3
Alcatel-Lucent | 3DH04123AN-155-3093-083 | MDR8000 Oscillator Board (Frequency 148.2000 MHz) | Used | Microwave | 6
Alcatel-Lucent | 3DH04123AP | MDR8000 Oscillator Board | Used | Microwave | 2
Alcatel-Lucent | 3DH04123AP-155-3093-087 | MDR8000 Oscillator with Crystal 149.9333 MHz | Used | Microwave | 1
Alcatel-Lucent | 3DH04123AP-155-3093-088 | MDR8000 Oscillator Board 155-3093-088 crystal | Used | Microwave | 1
Alcatel-Lucent | 3DH04123AP-155-3093-089 | MDR8000 Oscillator Board with Crystal part # 155-3093-089 Frequency 11325 MHz and 151.0000 MHz | Used | Microwave | 7
Alcatel-Lucent | 3DH04123AP-155-3093-092 | MDR8000 Oscillator Board with Crystal part # 155-3093-092 Frequency 11215-11665 MHz and 152.6000 MHz | Used | Microwave | 3
Alcatel-Lucent | 3DH04123AP-155-3093-093 | MDR8000 Oscillator Board (Frequency 153.1333 MHz) | Used | Microwave | 2
Alcatel-Lucent | 3DH04123AP-155-3093-096 | MDR8000 Oscillator Board (Frequency 154.7333 MHz) | Used | Microwave | 4
Alcatel-Lucent | 3DH04123AQ-155-1966-229 | MDR8000 Oscillator Board with Crystal part #155-1966-229 Frequency 6705 MHz and 111.7500 MHz | Used | Microwave | 3
Alcatel-Lucent | 3DH04136AA | MDR8000 Power Amplifier +27 10550-10700MHz | Used | Microwave | 16
Alcatel-Lucent | 3DH04136AB | MDR8000 Power Amplifier 10700-11200 MHz +27 dBm | Used | Microwave | 8
Alcatel-Lucent | 3DH04136AC | MDR8000 Power Amplifier (11200-11700 MHz)+27 dBm | Used | Microwave | 13
Alcatel-Lucent | 3DH04136AD | MDR-8000 Power Amplifier +23 dBm (10550-10700 MHz) | Used | Microwave | 12
Alcatel-Lucent | 3DH04136AE | MDR8000 Power Amplifier +27 10550-10700MHz | Used | Microwave | 9
Alcatel-Lucent | 3DH04136AF | MDR8000 Power Amplifiers +23 11200-11700MHz | Used | Microwave | 9
Alcatel-Lucent | 3DH04136AG | MDR-8000 Power Amplifier +29 dBm (10550-10700 MHz) | Used | Microwave | 7
Alcatel-Lucent | 3DH04136AH | MDR8000 Power Amplifier +29 dBm 10700-11200 MHz | Used | Microwave | 1
Alcatel-Lucent | 3DH04136AJ | MDR8000 Power Amplifier +29 dBm (11200-11700 MHz) | Used | Microwave | 2
Alcatel-Lucent | 3DH04170AD | MDR8000 Transmitter 7700-8500 MHz UD-35AR | Used | Microwave | 3
Alcatel-Lucent | 3DH04175AE | MDR8000 Receiver, 7125-7750 MHz. | Used | Microwave | 1
Alcatel-Lucent | 3DH04175AK | MDR8000 Receiver 7700-8500 MHz | Used | Microwave | 3
Alcatel-Lucent | 3EM01583AA | MDR8000 Capacity Key 1DS3 | Used | Microwave | 84
Alcatel-Lucent | 3EM01583AB | MDR8000 Capacity 3xDS3 Key | Used | Microwave | 44
Alcatel-Lucent | 3EM03134AC | MDR8000 OC-3 I/O Interface DX-35P | Used | Microwave | 25
Alcatel-Lucent | 3EM03367AA | MDR8000 Backplane - OC3 AUXILIARY | Used | Microwave | 6
Alcatel-Lucent | 3EM04070AA | MDR8000 Power Amplifier +23 dBm 7125-7750 MHz | Used | Microwave | 1
Alcatel-Lucent | 3EM04177AA | MDR8000 Capacity Key for STS-1 128 TCM | Used | Microwave | 42
Alcatel-Lucent | 3EM04177AB | MDR8000 Capacity Key for OC3 128 TCM | Used | Microwave | 100
Alcatel-Lucent | 3EM09037AA | MDR8000 Power Amplifier 33dBm 2025-2285 MHz | Used | Microwave | 3
Alcatel-Lucent | 3EM09626AG | MDR8000 Transmitter 1755-1850 MHz | Used | Microwave | 4
Alcatel-Lucent | 3EM09628AJ | MDR8000 Receiver 1755-1850 MHz | Used | Microwave | 4
Alcatel-Lucent | 3EM10486AA | MDR8505u Diplexer 5810-5745 MHz | Used | Microwave | 8
Alcatel-Lucent | 3EM11285AA | MDR8000 Oscillator Crystal 127.3333 MHz 5730 MHz Channel Freq Unlicensed | Used | Microwave | 2
Alcatel-Lucent | 3EM11285AA-155-1966-937 | MDR8000 Oscillator Crystal 127.3333 5730 MHz Channel Freq Unlicensed | Used | Microwave | 3
Alcatel-Lucent | 3EM11285AB | MDR8000 Oscillator Crystal 129.5556 MHz 5735 MHz Channel Freq Unlicensed | Used | Microwave | 2
Alcatel-Lucent | 3EM11285AB-155-0821-713 | MDR8000 Oscillator Crystal 127.4444 MHz | Used | Microwave | 6
Alcatel-Lucent | 3EM11285AC | MDR8000 Oscillator 5825 MHz Channel Frequency | Used | Microwave | 2
Alcatel-Lucent | 3EM11285AC-155-0821-714 | MDR8000 Oscillator 5825 MHz Channel Frequency | Used | Microwave | 9
Alcatel-Lucent | 3EM11285AD | MDR8000 Oscillator Crystal 127.6667 MHz 5745 MHz Channel Freq Unlicensed | Used | Microwave | 1
Alcatel-Lucent | 3EM11285AE | MDR8000 Oscillator Crystal 129.6667 MHz 5835 MHz | Used | Microwave | 3
Alcatel-Lucent | 3EM11285AE-155-0821-838 | MDR8000 Oscillator Crystal 127.7778 MHz | Used | Microwave | 1
Alcatel-Lucent | 3EM11285AF | MDR8000 Oscillator Crystal 128.0000 MHz 5760 MHz Channel Freq Unlicensed | Used | Microwave | 1
Alcatel-Lucent | 3EM11285AF-155-0821-642 | MDR8000 Oscillator Crystal 128.0000 MHz 5760 MHz Channel Freq Unlicensed | Used | Microwave | 3
Alcatel-Lucent | 3EM11285AG | MDR8000 Oscillator Crystal 128.1111 MHz) 5765 MHz Channel Freq Unlicensed | Used | Microwave | 3
Alcatel-Lucent | 3EM11285AH | MDR8000 Oscillator Crystal 128.2222 MHz 5740 MHz | Used | Microwave | 4
Alcatel-Lucent | 3EM11285AH-155-0821-718 | MDR8000 Oscillator Crystal 128.2222 MHz 5740 MHz | Used | Microwave | 10
Alcatel-Lucent | 3EM11285AJ | MDR8000 Oscillator Crystal 128.3333 MHz 5775 MHz Channel Freq Unlicensed | Used | Microwave | 3
Alcatel-Lucent | 3EM11285AJ-155-0821-586 | MDR8000 Oscillator Crystal 128.3333 MHz 5775 MHz Channel Freq Unlicensed | Used | Microwave | 3
Alcatel-Lucent | 3EM11285AK | MDR8000 Oscillator Crystal 128.4444 MHz 5780 MHz Channel Freq Unlicensed | Used | Microwave | 1
Alcatel-Lucent | 3EM11285AL | MDR8000 Oscillator Crystal 128.7778 MHz 5795 MHz Channel Freq Unlicensed | Used | Microwave | 1
Alcatel-Lucent | 3EM11285AL-155-0821-722 | MDR8000 Oscillator Crystal 128.7778 MHz | Used | Microwave | 3
Alcatel-Lucent | 3EM11285AM | MDR8000 Oscillator Crystal 128.8889 MHz 5800 MHz Channel Freq Unlicensed | Used | Microwave | 2
Alcatel-Lucent | 3EM11285AM-155-0821-839 | MDR8000 Oscillator Crystal 128.8889 MHz 5800 MHz Channel Freq Unlicensed | Used | Microwave | 7
Alcatel-Lucent | 3EM11285AN | MDR8000 Oscillator Crystal 127.7778 MHz 5750 MHz Channel Frequency | Used | Microwave | 3
Alcatel-Lucent | 3EM11285AP | MDR8000 Oscillator Crystal 129.1111 MHz 5810 MHz Channel Freq Unlicensed | Used | Microwave | 2
Alcatel-Lucent | 3EM11285AR | MDR8000 Oscillator Crystal 129.4444 MHz Channel Frequency 5805 MHz | Used | Microwave | 2
Alcatel-Lucent | 3EM11285AR-155-0821-840 | MDR8000 Oscillator Crystal 129.4444 MH 5805 MHz Channel Frequency | Used | Microwave | 2
Alcatel-Lucent | 3EM11285AS | MDR8000 Oscillator Crystal 129.5556 MHz 5830 MHz Channel Freq Unlicensed | Used | Microwave | 2
Alcatel-Lucent | 3EM11285AT | MDR8000 Oscillator Crystal 129.6667 MHz 5770 MHz Channel Frequency | Used | Microwave | 2
Alcatel-Lucent | 3EM11285AT-155-0821-691 | MDR8000 Oscillator Board Crystal 129.6667MHz channel 5770 MHz | Used | Microwave | 15
Alcatel-Lucent | 3EM11285AU | MDR8000 Oscillator Crystal 129.7778 MHz | Used | Microwave | 3
Alcatel-Lucent | 3EM11285AU-155-0821-842 | MDR8000 Oscillator Crystal 129.7778 MHz | Used | Microwave | 2
Alcatel-Lucent | 3EM11285AV | MDR8000 Oscillator Crystal 129.8889 MHz 5845 MHz Channel Freq Unlicensed | Used | Microwave | 1
Alcatel-Lucent | 3EM13317AA | 9500 MPR Power Distribution Panel (Does not have optional Alarm Card 3EM10496AA) | Used | Microwave | 2
Alcatel-Lucent | 3EM13462AA | MDR8000 TMN Interface Card | Used | Microwave | 6
Alcatel-Lucent | 3EM13462AB | MDR8000 TMN Interface SNMP | Used | Microwave | 7
Alcatel-Lucent | 3EM14046AD | Dual input RCVR 6400-6525 | Used | Microwave | 1
Alcatel-Lucent | 3EM14046AE | MDR8000 Dual Input Receiver 6525-6875MHz | Used | Microwave | 2
Alcatel-Lucent | 3EM14098AA | MDR8000 Fan Unit | Used | Microwave | 9
Alcatel-Lucent | 3EM15831AC | MDR8000 Chassis with Backplane SAW, DS1/E1/DS3 SAW | Used | Microwave | 2
Alcatel-Lucent | 3EM16169AA | MDR8000 Ethernet I/O | Used | Microwave | 116
Alcatel-Lucent | 3EM16300AA | MDR8000 LBO Line Interface Card (Ethernet) | Used | Microwave | 85
Alcatel-Lucent | 3EM19148AA | MDR8000 Fan Tray Assembly without Laptop Shelf For SIR & DIR (Non Nebs) | Used | Microwave | 14
Alcatel-Lucent | 3EM19148AC | MDR8000 Fan Tray Assembly without Laptop Shelf For SIR & DIR (Non Nebs) Mount under the PDU | Used | Microwave | 15
Alcatel-Lucent | 3EM20277AA | SFP Module, 850 nm, multimode, 550 meters | Used | Microwave | 4
Alcatel-Lucent | 3EM21339AD | 16 DS1 Cable Stub (SCSI-Open) 50' Spare Side, 9500MPR | Used | Microwave | 3
Alcatel-Lucent | 3EM22617AA | 9500MPR MPT-HL 5725-6425 MHz Standard Power | Used | Microwave | 5
Alcatel-Lucent | 3EM22617AB | 9500MPR MPT-HL Transceiver U6, 6425-6930 MHz | Used | Microwave | 1
Alcatel-Lucent | 3EM22617AC | 9500MPR MPT-HL, High Power, Transceiver 5725-6425 MHz HI Power | Used | Microwave | 1
Alcatel-Lucent | 3EM22617AD | 9500MPR MPT-HL Transceiver Assembly 6425-6930 MHz HI Power | Used | Microwave | 1
Alcatel-Lucent | 3EM23086AQAA | 9500 MPR R5.1 Flash Card ICS01 | Used | Microwave | 3
Alcatel-Lucent | 3HE06791AA | 7705 SAR-8 Shelf V2 accepts Redundant DC | Used | Microwave | 29
Alcatel-Lucent | 622-6030-007 | MDR4000 UM-40B-7 IF Combiner | Used | Microwave | 10
Alcatel-Lucent | 622-7323-002 | MDR4000 Power Supply Input 48VDC Output 10.5v CE-16AB-2 | Used | Microwave | 1
Alcatel-Lucent | 622-7884-001 | MDR4000 GHz Up Converter UM-61R-1 6 | Used | Microwave | 83
Alcatel-Lucent | 622-8603-012 | MDR4000 IF Amplifier 30 MHz | Used | Microwave | 79
Alcatel-Lucent | 622-8642-002 | MDR4000 Up Converter | Used | Microwave | 1
Alcatel-Lucent | 622-8991-001 | MDR-4106 Modulator, 1DS3, UD-35M-1, 16 QAM | Used | Microwave | 1
Alcatel-Lucent | 622-9154-003 | MDR5000 Output Conditioner | Used | Microwave | 2
Alcatel-Lucent | 622-9203-004 | MDR6000 Oscillator RF Source 7.1-8.5 GHz | Used | Microwave | 1
Alcatel-Lucent | 622-9203-005 | MDR6000 UM-62X-5 1.7-2.5 GHz | Used | Microwave | 1
Alcatel-Lucent | 622-9203-007 | MDR6000 Local Oscillator 1.4-1.6 GHz | Used | Microwave | 1
Alcatel-Lucent | 622-9203-008 | MDR6000 Local Oscillator 5.8-7.1 GHz | Used | Microwave | 11
Alcatel-Lucent | 622-9466-002 | MDR4000 Source Assembly UM-6ZY 5.86-6.36 GHz | Used | Microwave | 43
Alcatel-Lucent | 622-9491-004 | ES 30D DS1 INTERFACE | Used | Microwave | 2
Alcatel-Lucent | 622-9492-004 | RDX-31 12 MULDEM | Used | Microwave | 4
Alcatel-Lucent | 644-0003-001 | MDR4000 Shelf Processor SPC-101 | Used | Microwave | 52
Alcatel-Lucent | 644-0066-002 | MDR4000 Power Amplifier 6.525 -6.875 GHz +29dBm | Used | Microwave | 14
Alcatel-Lucent | 644-0067-004 | MDR4000/MDR6000 Modulator, UD-35AC-4, 7305-7365MHz | Used | Microwave | 1
Alcatel-Lucent | 644-0067-010 | MDR6000 Modulator, UD-35AC-10, 7666.8-7730MHz | Used | Microwave | 1
Alcatel-Lucent | 644-0080-003 | MDR5000 5850-6425 MHz | Used | Microwave | 78
Alcatel-Lucent | 644-0080-004 | MDR5000 6400-7125 MHz | Used | Microwave | 1
Alcatel-Lucent | 644-0082-003 | MDR4000 Controller (AE-37R-3) | Used | Microwave | 1
Alcatel-Lucent | 644-0089-001 | MDR6000 Relay Interface | Used | Microwave | 14
Alcatel-Lucent | 644-0090-001 | MDR6000 Audio Interface | Used | Microwave | 15
Alcatel-Lucent | 644-0091-001 | MDR6000 OSS Interface | Used | Microwave | 13
Alcatel-Lucent | 644-0091-002 | MDR6000 OSS Interface Card | Used | Microwave | 1
Alcatel-Lucent | 644-0092-001 | MDR6000 AE-37S Controller | Used | Microwave | 2
Alcatel-Lucent | 644-0093-001 | MDR6000 I/O Expansion | Used | Microwave | 28
Alcatel-Lucent | 644-0094-001 | MDR6000 I/O Interface | Used | Microwave | 19
Alcatel-Lucent | 644-0095-002 | MDR6000 Receiver Interface | Used | Microwave | 1
Alcatel-Lucent | 644-0107-001 | MDR4000 MDR5000 Power Amplifier 6GHz-6UGHz 5.9-6.9GHz 15dBm Short Reach | Used | Microwave | 4
Alcatel-Lucent | 644-0110-013 | MDR4000 Input Conditioner UD-48R-13 | Used | Microwave | 71
Alcatel-Lucent | 644-0111-013 | MDR4000 UD-48 | Used | Microwave | 70
Alcatel-Lucent | 644-0112-003 | MDR4000 Modulator UD-35AF-3 | Used | Microwave | 70
Alcatel-Lucent | 644-0113-003 | MDR4306S Demod 3STS1 OC3 UD-36AF-3 | Used | Microwave | 6
Alcatel-Lucent | 644-0115-001 | MDR4000 Controller Processor AE-37U-1 | Used | Microwave | 40
Alcatel-Lucent | 644-0132-001 | MDR6000 Power Amplifier S 7.1-8.5 GHz, +15dBm | Used | Microwave | 1
Alcatel-Lucent | 644-0139-004 | 1633SX Optical Disk Drive Assembly | Used | Microwave | 3
Alcatel-Lucent | 644-0150-001 | MDR4000 Down Converter | Used | Microwave | 1
Alcatel-Lucent | 644-0159-001 | MDR4000 Regulator CE-16AZ-1 | Used | Microwave | 4
Alcatel-Lucent | 644-0166-006 | MDR6000 Demod 6587-6745MHz, UD-36AH-6 | Used | Microwave | 5
Alcatel-Lucent | 644-0167-015 | MDR6000 Modulator | Used | Microwave | 12
Alcatel-Lucent | 644-0167-016 | MDR6000 Modulator 6712-6747MHz, UD-35AJ-16 | Used | Microwave | 1
Alcatel-Lucent | 644-0167-018 | MDR6000 Modulator | Used | Microwave | 3
Alcatel-Lucent | 644-0172-001 | MDR4000 Down Converter UM-61AT-1 Upper 6 GHz | Used | Microwave | 113
Alcatel-Lucent | 644-0173-003 | DS3 Demodulator | Used | Microwave | 1
Alcatel-Lucent | 644-0327-001 | MDR4000/6000 Power Amplifier 5.9-6.4 GHz 29dBm UD-51Y-1 | Used | Microwave | 44
Alcatel-Lucent | 644-0327-005 | MDR4000 Power Amplifier UD-51Y-5 5.9- 6.4 GHz 33 dBm | Used | Microwave | 12
Alcatel-Lucent | 666-0002-002 | MDR4000 SYNC Transcript SYNC-102 | Used | Microwave | 17
Alcatel-Lucent | 695-5647-018 | MDR8000 Controller Key for ELMC Extended Link Monitor with Remote Provisioning | Used | Microwave | 16
Alcatel-Lucent | 695-5647-022 | MDR8000E OPTION KEY ,ETHERNET PLUS 16 DS1s w/REMOTE PROVISIONING | Used | Microwave | 18
Alcatel-Lucent | 695-5647-023 | MDR8000E OPTION KEY ,ETHERNET PLUS 32 DS1s w/REMOTE PROVISIONING | Used | Microwave | 16
Alcatel-Lucent | 695-6200-001 | MDR6000 CommPak PDU Power Distribution Unit | Used | Microwave | 6
Alcatel-Lucent | 695-6214-002 | 1648 Chassis | Used | Microwave | 1
Alcatel-Lucent | 695-7044-001 | MDR6000 DS1 LBO | Used | Microwave | 6
Alcatel-Lucent | 695-7845-006 | MDR8000 Power Cable Connector Kit | Used | Microwave | 42
Alcatel-Lucent | 695-7845-009 | MDR8000 Power Cable 5.5-ft pair (1st & 2nd Radio Shelf Position in the Rack) | Used | Microwave | 20
Alcatel-Lucent | 822-0012-001 | MDR4000 Receive Source, 10.715-10.936 GHz UM-62AG-1 | Used | Microwave | 1
Alcatel-Lucent | 822-0185-001 | MDR4000 / MDR6000 Power Amplifier UD-51M-1, 7.125-7.445 GHz, +29 dbm | Used | Microwave | 1
Alcatel-Lucent | 822-0185-002 | MDR4000 / MDR6000 Power Amplifier UD-51M-2, 7.446-7.750 GHz, +29 dbm | Used | Microwave | 1
Alcatel-Lucent | 822-0185-003 | MDR4000 / MDR6000 Power Amplifier UD-51M-3, 7.751-8.070 GHz, +29 dbm | Used | Microwave | 2
Alcatel-Lucent | 822-0294-001 | MDR4000 USILAN LAN-101 | Used | Microwave | 43
Alcatel-Lucent | 822-0348-001 | MDR4000 Relay Interface AE-27Ad-1 | Used | Microwave | 1
Alcatel-Lucent | 822-0353-003 | MDR4000 Modulator | Used | Microwave | 3
Alcatel-Lucent | 822-0353-005 | MDR4000 Modulator | Used | Microwave | 5
Alcatel-Lucent | 822-0355-005 | MDR4000 Input Conditioner 3DS3/64Q UD-48L-5 | Used | Microwave | 3
Alcatel-Lucent | 822-0356-005 | MDR4000E Output Conditioner, UD-48M-5 | Used | Microwave | 3
Alcatel-Lucent | 8DG02608AB | TSS-100 SSY Matrix And Timing | Used | Microwave | 1
Alcatel-Lucent | 8DG02822AA | SSY Controller | Used | Microwave | 1
Alcatel-Lucent | 967-1609-005 | MDR8000 Capacity Key 16 DS1 32 TCM | Used | Microwave | 14
Alcatel-Lucent | 967-1609-007 | MDR8000 Capacity Key for 4 DS1 128 TCM | Used | Microwave | 30
Alcatel-Lucent | 967-1609-008 | MDR8000 Capacity Key 8DS1 128TCM | Used | Microwave | 4
Alcatel-Lucent | 967-1609-010 | MDR8000 Capacity Key 16 DS1 128 TCM | Used | Microwave | 2
Alcatel-Lucent | VLNC42 | 1850 TSS-5 Ethernet Aggregation Pack | Used | Microwave | 1
Andrew | 56045-90 | Field Flange with CPR Series, EIA Standard Flange, WR90 Waveguide Size, CPR90G Both Flanges | Un-Used | Microwave | 1
Andrew | GK-SUNV | Kit: GROUND KIT 195 type, COMPACT, 24", BARE COPPER | Un-Used | Microwave | 25
Andrew | HP4-57W-P3A | 4 ft High Performance Parabolic Shielded Antenna, Single-polarized, 5.725?6.425 GHz, CPR137G, gray Antenna, enhanced white radome with flash, standard pack?one-piece reflecto | Un-Used | Microwave | 1
Andrew | 520609-1 | 6FT WR137 FP Feed Assembly | Used | Microwave | 2
Andrew | MTH-050-101 | Dehydrator MT-050 Rackmountable | Used | Microwave | 3
Argus | 030-419-10-030-420-10 | Inverter Shelf | Used | Microwave | 13
ATC | L1300-VESD-SYS | Mmwave Radio | Used | Microwave | 2
Aviat | ERH-111-002 | IRU600 Eclipse RFU, HP 10700-11200 MHz | Un-Used | Microwave | 7
Aviat | ERH-111-102 | Eclipse IRU600, RFU 10700-11200 MHz | Un-Used | Microwave | 1
Aviat | ERH-112-002 | IRU600 Eclipse RFU, HP 11200-11700 MHz | Un-Used | Microwave | 8
Aviat | ERH-L62-001 | IRU600 Eclipse RFU HB, TX 6150-6450 MHz, RX 5900-6200 MHz | Un-Used | Microwave | 1
Aviat | ERH-U51-001 | IRU600 Eclipse RFU, HP 5725-6200 MHz | Un-Used | Microwave | 5
Aviat | ERH-U52-001 | IRU600 Eclipse RFU, HP 5785-6450 MHz | Un-Used | Microwave | 1
Aviat | ERH-U61-001 | IRU600 Eclipse RFU, HP 6400-6800 MHz | Un-Used | Microwave | 3
Aviat | EXA-001 | Eclipse Aux & Alarm Card | Un-Used | Microwave | 21
Aviat | EXD-161-001 | IRU600 Eclipse DAC 16xE1/DS1 Card | Un-Used | Microwave | 38
Aviat | EXD-181-001 | DAC GE3, Gigabit Ethernet | Un-Used | Microwave | 10
Aviat | EXD-331-001 | IRU600 Eclipse DAC 3xE3/DS3M Card | Un-Used | Microwave | 35
Aviat | EXE-002 | Indoor Chassis Assembly, 2RU EXTENDED, FAN 2RU | Un-Used | Microwave | 13
Aviat | EXE-CFG-03 | (2) EXP-024 - PCC (4) EXD-161-001 - DAC 16xE1 (1) EXA-001 - AUX (1) EXN-002 - NCC (1) EXS-001 - NPC | Un-Used | Microwave | 1
Aviat | EXE-CFG-05 | (2) EXP-024 - PCC (2) EXD-331-001 - DAC 3xE3/DS3M (1) EXA-001 - AUX (1) EXN-002 - NCC (1) EXS-001 - NPC | Un-Used | Microwave | 1
Aviat | EXE-CFG-06 | (2) EXP-024 - PCC (2) EXD-331-001 - DAC 3xE3/DS3M (1) EXA-001 - AUX (1) EXN-002 - NCC (1) EXS-001 - NPC (1) EXF-101 - Fan | Un-Used | Microwave | 2
Aviat | EXE-CFG-07 | (1) EXR-660-001 - RAC 60 (2) EXP-024 - PCC (2) EXD-331-001 - DAC 3xE3/DS3M (1) EXD-181-001 - DAC GE3 (1) EXA-001 - AUX (1) EXN-002 - NCC (1) EXS-001 - NPC (1) EXF-101 - Fan | Un-Used | Microwave | 1
Aviat | EXE-CFG-08 | (2) EXR-660-002 - RAC 60E (2) EXP-024 - PCC (2) EXD-331-001 - DAC 3xE3/DS3M (2) EXD-181-001 - DAC GE3 (1) EXA-001 - AUX (1) EXN-002 - NCC (1) EXS-001 - NPC (1) EXF-101 - Fan | Un-Used | Microwave | 1
Aviat | EXE-CFG-09 | (2) EXR-660-001 - RAC 60 (2) EXP-024 - PCC (2) EXD-181-001 - DAC GE3 (1) EXA-001 - AUX (1) EXN-002 - NCC (1) EXS-001 - NPC (1) EXF-101 - Fan | Un-Used | Microwave | 3
Aviat | EXN-002 | Node Controller Card, Serial Mgmt, Ver 2 | Un-Used | Microwave | 14
Aviat | EXP-024 | Eclipse INU Power Supply card 24V in 56V Out | Un-Used | Microwave | 13
Aviat | EXS-001 | IRU600 Eclipse Node Protection Card NPC | Un-Used | Microwave | 21
Aviat | 101-902550-501 | Truepoint (TR 5000) MUX E3 T3 + WS | Used | Microwave | 2
Aviat | 131-142223-001 | IRU300 2RU Fan Unit Eclipse | Used | Microwave | 1
Aviat | 131-160081-001 | IRU300 Networking IP Node | Used | Microwave | 3
Aviat | EEH-11-A530-021 | Eclipse IRU300 ODU ANSI, 11GHz, T-R 0490/0500/0530MHz, 10795-10955MHz, TX LOW | Used | Microwave | 1
Aviat | ERH-111-001 | Eclipse IRU600 HP, RFU 11GHZ TX LO | Used | Microwave | 2
Aviat | ERH-U51-101 | IRU600HP,RFU,5.8/L6 GHz, TX LOW | Used | Microwave | 25
Aviat | ERH-U52-101 | Eclipse IRU600 RFU HP 5.8/L6 GHZ HB, 5785-6450 MHZ, V2 | Used | Microwave | 26
Aviat | ERM-U53-301 | IRU600 RFU MP 5725-6450 MHz V3 | Used | Microwave | 1
Aviat | EV107-H5-H5-100 | IRU600V2, TxTxRx, Rx 3RU, HP, U5 (L6) GHz | Used | Microwave | 7
Aviat | EXA-001 | Aux & Alarm Card | Used | Microwave | 47
Aviat | EXD-152-001 | Eclipse, DAC 1x155o, 1xSTM1/OC3, SM Optical | Used | Microwave | 1
Aviat | EXD-161-001 | Eclipse DAC 16x V2 Card | Used | Microwave | 12
Aviat | EXD-181-001 | DAC GE3, Gigabit Ethernet | Used | Microwave | 2
Aviat | EXD-181-002 | DAC GE3, Gigabit Ethernet Swich Card | Used | Microwave | 46
Aviat | EXD-331-001 | IRU600 Eclipse DAC 3xE3/DS3M Card | Used | Microwave | 7
Aviat | EXF-002 | INU Fan Card 1RU | Used | Microwave | 3
Aviat | EXF-101 | Eclipse IRU300 INUe, 2RU Fan Card | Used | Microwave | 104
Aviat | EXN-002 | Node Controller Card, Serial Mgmt, Ver 2 | Used | Microwave | 18
Aviat | EXN-003 | Eclipse Node Controller Card NCC Rev 4, Serial MGMT V2, High Output | Used | Microwave | 19
Aviat | EXR-600-002 | RAC 6XE, QPSK-256 QAM, High Gain, XPIC, ACM and SYNC-E | Used | Microwave | 16
Aviat | EXR-660-001 | RAC 60, QPSK-256 QAM, HIGH GAIN NO XPIC AND W/O OPT. ADMOD | Used | Microwave | 21
Aviat | EXR-660-002 | Eclipse IRU600 RAC 60E, QPSK-256 QAM, High Gain, No XPIC, ACM and SYNC-E | Used | Microwave | 52
Aviat | EXS-001 | Eclipse Node Protection Card NPC | Used | Microwave | 2
Aviat | EXS-002 | Eclipse Node Protection Card High Output | Used | Microwave | 42
Ceragon | RFU-CXE-11-LZ-TH | FibeAir RFU-CXe Transceiver ODU with Extended Modulation, 11GHz, Low Band, TX High | Un-Used | Microwave | 1
Ceragon | RFU-CX-F-23-H-TH | IP10 ODU RFU, 23GHz High Band, Tx High | Un-Used | Microwave | 1
Ceragon | 15R-IDC-ETH-EXTEND | 1500R IDC with Eth WSC Extended Module | Used | Microwave | 1
Ceragon | IP10-N-AUX | IP-10 IDU AUX | Used | Microwave | 2
Ceragon | IP10-N-AUX-400 | IP-10 IDU AUX (Keyed to 400 Meg) | Used | Microwave | 2
Ceragon | IP10-N-N | IP10 IDU Ethernet Only | Used | Microwave | 12
Ceragon | RFU-CX-11-Hz-TH | RFU-CX,11GHz,High Band,TX High | Used | Microwave | 4
Ceragon | RFU-CX-11-Hz-TL | RFU- CX FCC 11GHz High Band TX Low | Used | Microwave | 4
Ceragon | RFU-CX-11-Lz-TL | RFU- CX FCC 11GHz Low Band TX Low | Used | Microwave | 1
Ceragon | RFU-CX1-F-23-H-TH | RFU-CX,FCC,23GHz,High Band,TX High | Used | Microwave | 3
Ceragon | RFU-CX1m-F-18-TL | IP-10 ODU RFU 18GHz Lower | Used | Microwave | 1
Ceragon | RFU-CX2-F-23-L-TH | IP10 ODU RFU 23GHz Low Band TH | Used | Microwave | 1
Ceragon | RFU-CX-F-23-L-TL | IP10 ODU RFU, 23GHz Low Band, Tx Low | Used | Microwave | 1
Cisco | AIR-LAP1242AG-A-K9 | Aironet 1242 Wireless Access Point, 802.11a/g/n-d2.0 2.4/5-GHz Mod | Used | Microwave | 2
Coastcom | 30309-103 | DIMUX T11 LIU | Used | Microwave | 1
Coastcom | 30309-113 | DIMUX T1-2 LIU | Used | Microwave | 1
Coastcom | 30351-102 | DIMUX SDCU | Used | Microwave | 1
Commscope | VHLP2-26-DW1A | 2 ft ValuLine® High Performance Low Profile Antenna, single-polarized, 24.250–26.500 GHz, Dragonwvave Interface Clip mount | Un-Used | Microwave | 8
Commscope | DBXNH-6565B-A2M | 4-port sector antenna, 2x 698–896 and 2x 1710–2180 MHz, 65° HPBW, RET compatible | Used | Microwave | 1
Croven Crystals | 1AB3560691 | AK, Crystal 126.7917MHz | New | Microwave | 1
DATUM | BASE-0008 | Empty Chassis/MFTS | Used | Microwave | 2
DPS Telecom | D-PK-NG864-12015 | Netguardian 864A Monitor 64 Alarm Points 24VDC | Un-Used | Microwave | 8
DPS Telecom | D-PK-NETG5 | NetGuardian 832A G5 | Used | Microwave | 1
Dragonwave | 60-000256-01 | AIRPAIR IDU Modem 48VDC 100MBPS | Used | Microwave | 1
Dragonwave | 60-000261-01 | Horizon Duo 18GHz Hi-Power, Band B, TxH Radio | Used | Microwave | 2
Dragonwave | 60-000544-01 | Power Injector Lightning Arrester | Used | Microwave | 2
Dragonwave | CUSP24UFCR1 | Horizon Compact 24GHz Unlicensed, N. America, Copper GbE P1 and P2 | Used | Microwave | 1
Ericsson | RDH90120/42009 | SFP Optical Transceiver | Un-Used | Microwave | 8
Ericsson | BFB102103/1 | Mini-Link FAN UNIT | Used | Microwave | 1
Ericsson | FAB8020111/1R1B | MINI-LINK SP 210 DC | Used | Microwave | 1
Ericsson | ROJ2081308/1 | Mini Link MMU2H | Used | Microwave | 1
Ericsson | ROJR211004/1 | Mini-link NPU3 Plug In | Used | Microwave | 2
Ericsson | ROJR211006/2 | MODULE: NODE PROCESSOR UNIT3 C | Used | Microwave | 1
Ericsson | RYS110243/1 | Mini-Link Smart Card Unit | Used | Microwave | 6
Ericsson | UKL40163/83 | RAU2-X-23/83 Mini-Link | Used | Microwave | 1
Ericsson | UKL40194/21 | MINI-LINK RAU2 X 11/21 | Used | Microwave | 1
Ericsson | UKL40194/23HP | RAU - Radio Unit, MINI-LINK | Used | Microwave | 2
Ericsson | UKL40194/23-R3A | REMOTE ALARM UNIT TYPE 3R ENCLOSURE Release R3A | Used | Microwave | 1
Ericsson | UKL40194/25-R4A | RAU - Radio Unit Remote Alarm Unit MINI-LINK TN Outdoor Unit TYPE 3R Enclose. Release R4A | Used | Microwave | 1
Ericsson | UKL40194/26 | RAU- Radio Unit. Remote Alarm Unit MINI-LINK | Used | Microwave | 3
Exalt | 206997-002 | ExploreAir HP/LR and ExtremeAir 1/2 RU PoE DC power kit, single terminal, +/- 48VDC. ISOLATED GRND. Includes GbE PoE injector and DC power connector. Also known as A300501 | Factry Refurb | Microwave | 1
Exalt | 200531-007 | 5GHz tri-band IDU, 4T1/E1+ 10/100; 100Mbps, sw upgradeable to 16T1/E1+ 10/100; 200Mbps | Used | Microwave | 1
Exalt | A201348 | Spare DC PoE injector, Single Terminal, EX-R SERIES GIGE ONLY | Used | Microwave | 1
Exalt | E240001 | 2.4GHz IDU, 4xT1/1 + 10/100; 100Mbps; 1 Terminal with AC Adapter | Used | Microwave | 9
Exalt | E500501 | 5GHz Tri-Band IDU, (5.25-5.35GHz/5.4-5.725GHz/5.725-5.850GHz), 0xDS3+4xT1/E1 +10/100BaseT expandable to 1xDS3 + 4-16xT1/E1+ | Used | Microwave | 1
Exalt | EX-2.4i-16 | 2.4i 200Mbps + 4-16xT1/E1 Expandable Wireless Backhaul Microwave Radio | Used | Microwave | 1
GE Digital Energy - MDS | 02-4253A02 | 9790 24-48 VDC Power Supply, Does not include the Green Power Plug | Used | Microwave | 1
GE Digital Energy - MDS | 03-1143A14 | 9790 AC Power Supply | Used | Microwave | 1
GE Digital Energy - MDS | 03-3509A01 | 9790 24VDC Power Supply | Used | Microwave | 2
GE Digital Energy - MDS | 03-3509A03 | 9790 48VDC Power Supply with green Plug which make is a kit non-kit) P# 02-4253A02 | Used | Microwave | 3
GE Digital Energy - MDS | 03-3687A03 | External Power Supply For 9790 12VDC Single | Used | Microwave | 2
GE Digital Energy - MDS | 03-3687A04 | External Power Supply For 9790 12VDC-15VDC Dual | Used | Microwave | 1
GE Digital Energy - MDS | 32861C2 | 9790A Transceiver | Used | Microwave | 25
GE Digital Energy - MDS | 4064A01 | 9790 Power Supply 12VDC | Used | Microwave | 34
GE Digital Energy - MDS | 9790AR | 9790A Redundant Transceiver | Used | Microwave | 30
GE Digital Energy - MDS | 9790ARB3 | 9790A Licensed Master Station Redundant with 24-48VDC Power Supply | Used | Microwave | 10
GE Digital Energy - MDS | 9790BRB3 | 9790B Licensed Master Station Redundant with 24-48VDC Power Supply | Used | Microwave | 2
GE Digital Energy - MDS | iNETN9B1N1FCSONNO | iNET 900 Remote Ethernet Bridge | Used | Microwave | 4
GE Digital Energy - MDS | LF-6260SD9C | SD9 Transceiver (does NOT come with flat brackets or power connector) | Used | Microwave | 56
GE Digital Energy - MDS | MDS2310 | 900MHz Remote Data Transceiver | Used | Microwave | 8
GE Digital Energy - MDS | MDS2310A | 900MHz Remote Data Transceiver | Used | Microwave | 10
GE Digital Energy - MDS | MDS960A | 960A Microwave Radio 960MHz Licensed 100khz Channel b / w 100KF9W | Used | Microwave | 2
GE Digital Energy - MDS | MDS-9710A | 800-960 MHz DSP Remote Radio Transceiver, 5W Output, 12.5 kHz RF Channel, Audio through 9.6 kbs data rate ("A" denotes newer "Digital" model firmware) | Used | Microwave | 44
GE Digital Energy - MDS | MDS-9710B | 800-960 MHz DSP Remote Radio Transceiver, 5W Output, 12.5 kHz RF Channel, Audio through 9.6 kbs data rate ("B" denotes older "Analog" model firmware | Used | Microwave | 7
GE Digital Energy - MDS | MDS-9790-CHASSIS | 9790 Chassis | Used | Microwave | 23
GE Digital Energy - MDS | MXCT4G5NW51N1S1F1SUNN | Orbit MCR | Used | Microwave | 2
Generic | DS2188 | MAXIM T1/CEPT Jitter Attenuator | New | Microwave | 10
Generic | SXO-510F25ET-18.528M | TRANSKO 14P DIP, 5V HCMOS part, +/- 25ppm,-40 to +85C. | New | Microwave | 50
Generic | XC3042A-7PC84C | XILINX | New | Microwave | 37
Harris | 021-115400-001 | Constellation Terminal with Backplane | Un-Used | Microwave | 2
Harris | 081-115031-004 | Constellation Transmit Waveguide Filter Tuned for 6745 MHz | Un-Used | Microwave | 1
Harris | 081-115032-004 | Constellation RF WG Filter Receive Filter (6525 - 6875 MHz) | Un-Used | Microwave | 1
Harris | 081-115032-005 | Constellation RF WG Filter Receive Filter (6770 to 7125 MHz) | Un-Used | Microwave | 2
Harris | 101-115070-001 | Constellation M12 Card | Un-Used | Microwave | 8
Harris | 101-115071-005 | Constellation High Level Mux (HLM) 28xDS1, Terminal | Un-Used | Microwave | 4
Harris | 101-115280-001 | Constellation Fan Assembly Module | Un-Used | Microwave | 4
Harris | 101-115430-003 | Constellation Cable Modem 28T/DS3 64QAM | Un-Used | Microwave | 8
Harris | 102-115075-001 | Constellation SPU Controller | Un-Used | Microwave | 2
Harris | 103-115071-005 | Constellation High Level Mux (28 xDS1) | Un-Used | Microwave | 2
Harris | 103-115346-001 | Constellation Power Supply (18-60 VDC), BM03 backward compatible and newer version of 102-115346-001 | Un-Used | Microwave | 6
Harris | 193-115038-001 | Constellation Transmitter 6GHz. Low Power, Low Capacity | Un-Used | Microwave | 1
Harris | 193-115039-001 | Constellation Receiver 6GHz Low Capacity 8T1-DS3 5.9-6.9GHz | Un-Used | Microwave | 5
Harris | HRS-CX-06G28D1-C01 | Constellation 6 GHz, up tp 28DS1, MHSB MW Terminal HRS-CX-06G28D1 Terminal Contains: (1) 193-115000-001 Radio Assembly (1) 021-115400-001Constellation Backplane (2) 193-115038-001 Transmit Assembly (each contains (1) 786-020590-053 Oscillator) (2) 193-115039-001 Receiver Assembly (each contains (1) 786-020590-053 Oscillator) (2) 103-115346-001 Power Supply (1) 101-115280-001 Fan Tray Assembly (2) 101-115071-005 Hi Level Mux (8) 101-115070-001 M12 Card (2) 101-115430-003 Cable Modem (1) 102-115075-001 SPU Controller (1) SD-110430-003 Antenna Combining Unit SD-110000 Combiner | Un-Used | Microwave | 45
Harris | 010-110880-002 | Constellation M12 Filler Card / M12 Standby Unit | Used | Microwave | 52
Harris | 010-115400-001 | Constellation Terminal Backplane | Used | Microwave | 4
Harris | 010-115504-004 | Constellation Repeater Chassis Includes 021-115400-002 Backplane | Used | Microwave | 1
Harris | 021-109957 | DVM-645 Vent Panel Assembly (Old Style) | Used | Microwave | 1
Harris | 021-115400-002 | Constellation Terminal Backplane | Used | Microwave | 1
Harris | 021-115430-001 | Constellation Cable Modem 8T1 32 QAM | Used | Microwave | 1
Harris | 021-115455-005 | Constellation HLM (High Level MUX 28xT1 Terminal) | Used | Microwave | 4
Harris | 021-115688-001 | Constellation SPU Controller Card | Used | Microwave | 2
Harris | 076-108745-001 | DVM6 45 Low Noise Converter | Used | Microwave | 16
Harris | 076-108826 | Coupler 7dB | Used | Microwave | 1
Harris | 081-110605-002 | Constellation RF Waveguide Receive Filter 6175-6425 MHz | Used | Microwave | 8
Harris | 081-110605-011 | Constellation RF Waveguide Receive Filter 5850-6175 MHz | Used | Microwave | 2
Harris | 081-115031-004 | Constellation Transmit Waveguide Filter Tuned for 6745 MHz | Used | Microwave | 1
Harris | 081-115032-014 | Constellation Waveguide Receive Filter (6525 to 6875.00 MHz) | Used | Microwave | 9
Harris | 086-020187-015 | Crystal 6375.14 MHz | Used | Microwave | 1
Harris | 094-109045-001 | Coaxial Port, 5.8-7.125 GHz | Used | Microwave | 1
Harris | 097-020131-096 | DVM6-45 Modem Shelf DC to DC Converter 24/48VDC | Used | Microwave | 1
Harris | 097-020131-147 | DVM6-45 DC/DC Converter -21/-56 VDC (same as PN DAC4S700) | Used | Microwave | 17
Harris | 101-019627-001 | DVM6-45 M1-3 DC/DC Converter | Used | Microwave | 3
Harris | 101-099435-001 | Hand Held Keypad and Cable | Used | Microwave | 7
Harris | 101-102725-001 | DVM6-45 DS1 Loop Protection Shelf | Used | Microwave | 3
Harris | 101-102728-001 | DVM6-45 Loop Protect Serv CH | Used | Microwave | 3
Harris | 101-102729-001 | DVM6-45 DS1 Term Loop SW | Used | Microwave | 3
Harris | 101-108972-001 | DVM6-45 Digital Transversal Equalizer | Used | Microwave | 5
Harris | 101-109070-002 | DVM6-XT Power Amplifier 6.525 to 6.875 GHz (High Power) | Used | Microwave | 30
Harris | 101-109095-001 | DVM-XT DVT X Mux Protection / Alarm Unit | Used | Microwave | 1
Harris | 101-109135-001 | DVM6-45 Demodulator | Used | Microwave | 21
Harris | 101-109148-001 | DVM6-45 Demodulator | Used | Microwave | 4
Harris | 101-110042-001 | Megastar IS3 , P/O SPU | Used | Microwave | 3
Harris | 101-110043-001 | Megastar Alarm & Display | Used | Microwave | 1
Harris | 101-110043-001, SD-110043-001 | Megastar155 Alarm Display | Used | Microwave | 12
Harris | 101-110045-001 | Megastar Demodulator | Used | Microwave | 4
Harris | 101-110045-001, SD-110045-001 | Megastar155 Demodulator | Used | Microwave | 18
Harris | 101-110180-001, SD-110180-001 | Megastar Fan Module | Used | Microwave | 20
Harris | 101-110190-001 | Constellation RF Coax Switch | Used | Microwave | 17
Harris | 101-110393-001 | Megastar Power Amplifier 11 GHz | Used | Microwave | 4
Harris | 101-110840-001 | Megastar Power Amplifier 5.9-6.95GHz | Used | Microwave | 5
Harris | 101-110840-003 | Megastar Power Amplifier 11 GHz | Used | Microwave | 6
Harris | 101-115070-001 | Constellation M12 Card | Used | Microwave | 43
Harris | 101-115071-003 | Constellation Hi-Level MULDEX - 16T1 Terminal | Used | Microwave | 13
Harris | 101-115072-002 | Constellation Modem 16T1 128 QAM | Used | Microwave | 11
Harris | 101-115072-003 | Constellation Modem 28DS1/1DS3 64 QAM | Used | Microwave | 7
Harris | 101-115076-001 | Constellation Service Channel | Used | Microwave | 39
Harris | 101-115232-003 | Constellation Multiplier Filter (8,400 MHz)TX/RX Frequency 6100 < 6200 MHz/10600 < 10700 MHz | Used | Microwave | 2
Harris | 101-115232-004 | Constellation Multiplier Filter (8,500 MHz)TX/RX Frequency 6200 < 6300 MHz/10700 < 10800 MHz | Used | Microwave | 3
Harris | 101-115232-009 | Constellation Multiplier Filter (9,000 MHz)TX/RX Frequency 6700 < 6800 MHz/11200 < 11300 MHz | Used | Microwave | 4
Harris | 101-115254-002 | Constellation IF Filter 10MHz 10 MHz for 28DS1/DS3 | Used | Microwave | 7
Harris | 101-115280-001 | Constellation Fan Assembly Module | Used | Microwave | 5
Harris | 101-115430-001 | Constellation Cable Modem 8T1 32 QAM | Used | Microwave | 4
Harris | 101-115430-002 | Constellation Cable Modem 16T1 128 QAM | Used | Microwave | 3
Harris | 101-115430-003 | Constellation Cable Modem 28T/DS3 64QAM | Used | Microwave | 26
Harris | 101-115515-001 | Constellation Microwave DC Fan & Alarm Shelf Assembly | Used | Microwave | 9
Harris | 101-115540-001 | Constellation OC3/3DS3 Modem Card | Used | Microwave | 2
Harris | 101-115540-003 | Constellation 28T/1DS3 Hi Capacity Modem Card | Used | Microwave | 2
Harris | 101-115540-004 | Constellation 4DS3 BM19 High Gain Modem Card | Used | Microwave | 4
Harris | 101-115589-001 | Constellation High Level Mux Card 4DS3 | Used | Microwave | 26
Harris | 101-902520-501 | TRuePoint 5000 Ndx-902520 Controller Card | Used | Microwave | 1
Harris | 102-105377-003 | DVM6-12T Protection Card | Used | Microwave | 3
Harris | 102-106018-001 | DVM6-12T DC-DC Converter | Used | Microwave | 3
Harris | 102-108975-001 | DVM6-45 Decoder | Used | Microwave | 5
Harris | 102-110047-001, SD-110047-001 | Megastar SPU Controller Module | Used | Microwave | 11
Harris | 102-115071-006 | Constellation High Level Mux Card Repeater 28T1 | Used | Microwave | 2
Harris | 102-115071-007 | Constellation High Level Mux, T3 / DS3 Terminal | Used | Microwave | 3
Harris | 102-115075-001 | Constellation SPU Controller | Used | Microwave | 33
Harris | 102-115232-007 | Constellation Multiplier Filter, 8.8GHz | Used | Microwave | 2
Harris | 102-115232-009 | Constellation Multiplier Filter (8,900 MHz)TX/RX Frequency 6600 < 6700 MHz/11100 < 11200 MHz | Used | Microwave | 6
Harris | 102-902530-501 | Truepoint 5000 Orderwire NDX-902530 | Used | Microwave | 8
Harris | 102-903460-501 | Controller V2 (NDX-903460) | Used | Microwave | 5
Harris | 103-107407-016 | DVM6-12T Modem Card | Used | Microwave | 4
Harris | 103-107929-001 | DVM6-12T Data Transceiver | Used | Microwave | 5
Harris | 103-110046-001 | Megastar Decoder | Used | Microwave | 6
Harris | 103-115071-006 | Constellation High Level Mux 28T1 Repeater | Used | Microwave | 8
Harris | 103-115232-007 | Constellation Multiplier Filter (8,800 MHz)TX/RX Frequency 6500 < 6600 MHz/11000 < 11100 MHz | Used | Microwave | 4
Harris | 103-115232-009 | Constellation Multiplier Filter (9,000 MHz)TX/RX Frequency 6700 < 6800 MHz/11200 < 11300 MHz | Used | Microwave | 2
Harris | 103-115232-010 | Constellation Multiplier Filter (9,100 MHz)TX/RX Frequency 6800 < 6900 MHz/11300 < 11400 MHz | Used | Microwave | 3
Harris | 103-115346-001 | Constellation Power Supply (18-60 VDC), BM03 backward compatible and newer version of 102-115346-001 | Used | Microwave | 66
Harris | 103-902515-504 | Truepoint 5000 MUX 4DS1 (Up To 16DS1 W/Key)(NDX902515-M1) | Used | Microwave | 6
Harris | 104-106012-001 | DVMUX M2X Unit | Used | Microwave | 1
Harris | 104-106012-004 | DVM6-12T M2X | Used | Microwave | 3
Harris | 104-106018-001, SD-106018-M4 | Power Supply | Used | Microwave | 3
Harris | 104-106880-001 | DVM6-45 45MB Hitless Switch | Used | Microwave | 5
Harris | 105-107384-001 | DVM6-12T Power Supply | Used | Microwave | 10
Harris | 191-110039-002 | Megastar Switch/Filter Assembly | Used | Microwave | 7
Harris | 191-903120-001 | Truepoint 5000 RFU Transciever RFU 6.425-7.125GHz | Used | Microwave | 1
Harris | 191-903160-001 | Truepoint 5000 Transceiver 8GHz | Used | Microwave | 2
Harris | 191-903180-001 | Truepoint Transciever 10/11 GHz | Used | Microwave | 12
Harris | 192-115038-002 | Constellation Transmitter 10/11 GHz, 8T1-DS3 Low Capacity, Standard Power | Used | Microwave | 2
Harris | 193-115038-001 | Constellation Transmitter 6GHz. Low Power, Low Capacity | Used | Microwave | 2
Harris | 193-115038-001 | Constellation Transmitter 6GHz. Low Power, Low Capacity | Used | Microwave | 4
Harris | 193-115038-002 | Constellation Transmitter 10/11 GHz, Low/Med Cap, Standard Power (8T/16T/28T/DS3) | Used | Microwave | 1
Harris | 193-115038-011 | Constellation Transmitter 6 GHz , 5.850 to 6.950GHz, 155Mbps/3DS3 | Used | Microwave | 4
Harris | 193-115038-111 | Constellation Transmitter Assembly 6 GHz, 155mbps High Gain | Used | Microwave | 4
Harris | 193-115038-112 | Constellation Transmitter 11GHz Assembly, High Power, High Capacity | Used | Microwave | 3
Harris | 193-115038-113 | Constellation Transmitter 7.1-8.5 GHz Med/High Cap, High Power 16T/28T/DS3/155/3DS3/4DS3 | Used | Microwave | 9
Harris | 193-115039-001 | Constellation Receiver 6GHz Low Capacity 8T1-DS3 5.9-6.9GHz | Used | Microwave | 1
Harris | 193-115039-002 | Constellation Receiver 10/11GHz Low Capacity 8T1-DS3 10.5-11.7GHz | Used | Microwave | 4
Harris | 193-115039-003 | Constellation Receiver 7.1-8.5GHz Low Capacity 8T/16T/28T/DS3 | Used | Microwave | 2
Harris | 193-115039-011 | Constellation Receiver 6GHz High Capacity 16T/28T/DS3/155/3DS3/4DS3 5.9-6.9GHz | Used | Microwave | 6
Harris | 193-115039-013 | Constellation Receiver 7.1-8.5 GHz High Capacity 16T/28T/DS3/155/3DS3/4DS3 | Used | Microwave | 17
Harris | 194-115038-111 | Constellation Transmitter Assembly 6 GHz, 155mbps High Gain | Used | Microwave | 5
Harris | 194-115039-011 | Constellation Receiver 6GHz High Capacity 16T/28T/DS3/155/3DS3/4DS3 | Used | Microwave | 3
Harris | 194-115039-013 | Constellation Receiver 7.1-8.5 GHz, High Capacity, 16T/28T/DS3/155/3DS3/4DS3 | Used | Microwave | 4
Harris | 19D902590G6 | EDACS System Module ( Master III Base station) | Used | Microwave | 2
Harris | 201-099945-001 | CAU / Controller & Alarm Unit (Rackmount) FarScan Compatible | Used | Microwave | 11
Harris | 201-107040-001 | DVM6-45 Transmitter RF Assembly | Used | Microwave | 15
Harris | 201-903210-017 | Truepoint 15 GHz Transceiver | Used | Microwave | 1
Harris | 201-903443-001 | Truepoint 5200 RFU, MHSB Eq/Uneq, 13-23 GHz | Used | Microwave | 3
Harris | 202-902350-021 | Microstar RFU M/H 17.700-18.210GHz | Used | Microwave | 3
Harris | MM-6702 | Memory Module RAM | Used | Microwave | 1
Harris | SD-104303-002 | IF Filter Module | Used | Microwave | 11
Harris | SD-105982-M3 | Low Speed Switch | Used | Microwave | 14
Harris | SD-106012-M4 | DVM645 M2X | Used | Microwave | 30
Harris | SD-106015-M2 | Display KeyBoard | Used | Microwave | 7
Harris | SD-106018-M2 | DC-DC Converter 24/48V | Used | Microwave | 8
Harris | SD-106018-M3 | Power Supply | Used | Microwave | 2
Harris | SD-106880-M4 | 45Mb Hitless | Used | Microwave | 10
Harris | SD-106890-M3 | DVM6-45 Protection Controller | Used | Microwave | 5
Harris | SD-107040-001-M3 | DVM6-45 6 GHz Transmitter Assembly (Includes Tuned RF Filter, Phase Lock Oscillator with Crystal) | Used | Microwave | 4
Harris | SD-107040-002-M3 | 6GHz Transmitter | Used | Microwave | 8
Harris | SD-107059-001 | GMT Fuse Panel 20-postion | Used | Microwave | 7
Harris | SD-107325-001 | DVT Protection Alarm | Used | Microwave | 1
Harris | SD-107325-M3 | DVM6-45 Protection Alarm | Used | Microwave | 1
Harris | SD-107446-001 | T1 Interface Board for a DVM 6-45 Radio Board | Used | Microwave | 1
Harris | SD-107580-001 | DVM-645 Vent Panel Assembly includes 021-108763 | Used | Microwave | 1
Harris | SD-107664-M2 | DVM6-45 DVSII Maintenance Unit | Used | Microwave | 3
Harris | SD-107824-M2 | DVA Monitor and Controller Card. | Used | Microwave | 3
Harris | SD-107826-M2 | Dc/Dc Converter | Used | Microwave | 1
Harris | SD-107954-001 | DVM18 Transmitter 19.640GHz | Used | Microwave | 1
Harris | SD-107955-003 | DVM 18GHz Receiver | Used | Microwave | 3
Harris | SD-108620-001 | DVM6-45 6GHz Receiver RF Assembly | Used | Microwave | 62
Harris | SD-108620-001-M2 | DVM6-45 6GHz Receiver RF Assembly | Used | Microwave | 4
Harris | SD-108620-002-M2 | 11 GHz Receiver RF Assembly | Used | Microwave | 7
Harris | SD-108775-001 | DVM6-45 6Power Amplifier Assembly 5.9-6.4 GHz | Used | Microwave | 1
Harris | SD-108775-002 | DVM6-45 Power Amplifier Assembly 6.4-7.0 GHz | Used | Microwave | 12
Harris | SD-108775-003 | DVM6-45 Low Power Amplifier Assembly 5.9-6.4 GHz | Used | Microwave | 2
Harris | SD-108972 | Antenna Coupling Unit | Used | Microwave | 6
Harris | SD-108972-M2 | Dig Transversal Equalizer | Used | Microwave | 5
Harris | SD-108975-M2 | Decoder | Used | Microwave | 11
Harris | SD-109070-002 | DVM6-8T/DVM6-16T Power Amplifier (High Power) strapped for 6.525 to 6.875 GHz | Used | Microwave | 3
Harris | SD-109085-002 | RF Antenna Coupler Unit | Used | Microwave | 1
Harris | SD-109095 | DVM-XT DVT X Mux Protection / Alarm Unit | Used | Microwave | 3
Harris | SD-109135 | Demodulator | Used | Microwave | 1
Harris | SD-109148 | Modulator | Used | Microwave | 9
Harris | SD-109182 | M12 A1 Card | Used | Microwave | 18
Harris | SD-109182-001 | DVM M12 Card | Used | Microwave | 10
Harris | SD-109690 | DVM M12 Card | Used | Microwave | 19
Harris | SD-110009-002 | Phase Lock Source, Fault/ALM | Used | Microwave | 1
Harris | SD-110009-111 | DVM6-XT Phase Lock Source PLS 6800 – 6900 Hz | Used | Microwave | 4
Harris | SD-110031-001 | Megastar 6 GHz Power Amplifier 5900-6400 MHz | Used | Microwave | 2
Harris | SD-110037-003 | Transmitter Assembly | Used | Microwave | 14
Harris | SD-110038-001 | Megastar 6GHz Receiver | Used | Microwave | 19
Harris | SD-110038-003 | 11 GHz Receiver Assembly for Megastar | Used | Microwave | 13
Harris | SD-110044-001 | Megastar RF Modulator, 101-110044-001 | Used | Microwave | 19
Harris | SD-110046-001 | Megastar Decoder | Used | Microwave | 22
Harris | SD-110048 | Power Supply | Used | Microwave | 14
Harris | SD-110048-001 | Megastar SPU Power Supply | Used | Microwave | 14
Harris | SD-110059-001 | Megastar OVP - Overhead Processor | Used | Microwave | 13
Harris | SD-110060-001 | Megstar VF Orderwire | Used | Microwave | 5
Harris | SD-110061-002 | Megastar DATA OW Orderwire | Used | Microwave | 11
Harris | SD-110282-002 | Megastar Tributary Interface LED T1 | Used | Microwave | 7
Harris | SD-110393-001 | Megastar Power Amplifier 11 GHz | Used | Microwave | 1
Harris | SD-112504-001 | DVM11-45 Power Amplifier 10.7-11.7GHz | Used | Microwave | 5
Huawei | 52413135 | RTN XMC 11GHz OUTDOOR UNIT HIGH SIDE | Used | Microwave | 1
L3Harris/M/A-COM | PS103010V120 | Power Supply/Charger 24/12VDC,120V, 60Hz Input | Used | Microwave | 2
Larus | 5700-0 | RouteSwitch Monitor System | Used | Microwave | 8
MAXRAD | GPS-TMG-26NMS | 1575 MHz, 26 dB, GPS Timing Antenna, mounting hardware included | Un-Used | Microwave | 2
MDS | 26-1000A05 | 960A Crystal Oscillator; 903-960 MHz RX Side | New | Microwave | 4
MDS | 26-1119A04 | MDS960A Crystal Oscillator; 903-960 MHz TX Side | New | Microwave | 4
MDS | 08-3846A03 | LEDR Fractional T1 Interface Card (non-protected) | Used | Microwave | 1
MDS | 1733A | 2101 Frequency 952.63250 MHz, without 6P6C Jacks | Used | Microwave | 2
MDS | 2450A | 2101 Receiver Frequency 952.63250 MHz, with 6P6C Jacks | Used | Microwave | 8
MDS | 28-88-92206-R1 | LEDR External Duplexer 890-960 MHz 3.6 Split (MDS 20-1224A02) | Used | Microwave | 10
MDS | 900SH351D3CSF | LEDR Protection Switch, 24VDC, 1+1 EIA-530, 3.6 Split, 200 KHz, 900-960MHz | Used | Microwave | 3
MDS | 900SH352D3CSF | LEDR Protection Switch 48v 1+1T1, 3.6 Split, 200 KHz | Used | Microwave | 1
MDS | 900SH441D3CSF | LEDR 900 MHz Radio with Hot Standby, 1+1 Fractional T1 Mode, 9-30MHz Redundant Duplexer (Internal), 24VDC, 200 KHz, 900-960 MHz RX, 900-960 MHz TX, Symmetric 3dB Splitter, FCC/IC | Used | Microwave | 1
MDS | 900SH442D3CSF | LEDR 900S Microwave Radio Protected Switch, Fractional T1, 48VDC, 200 KHz, 900-960 MHz | Used | Microwave | 2
MDS | 900SN112D3CNF | LEDR (2) Radios (non-Hot Standby), 48 VDC Input, 200 KHz Bandwidth, 900-960 MHz - Duplexer 9?30MHz, Mode = None -Fractional T1 Mode | Used | Microwave | 1
MDS | 900SN122D3CNF | LEDR (2) Radios (non-Hot Standby), 48 VDC Input, 200 KHz Bandwidth, 900-960 MHz -3.6 MHz External Duplexer -Fractional T1 Mode | Used | Microwave | 2
MDS | 900SN1N2D3CNF | LEDR Radio (non-Hot Standby), 48 VDC Input, 200 KHz Bandwidth, 900-960 MHz -No Duplexer -Fractional T1 Mode | Used | Microwave | 1
MDS | 900SNN21B3CNF | LEDR Radios Non-Protected, 24VDC, 50 KHz Bandwidth, 900-960 MHz, 3.6 MHz External Duplexer, EIA530 | Used | Microwave | 1
MDS | 900SNN21C3CNF | LEDR Radios Non-Protected, 24VDC 100 KHz Bandwidth, 900-960 MHz -Switch -3.6 MHz External Duplexer EIA530 | Used | Microwave | 1
MDS | 900SNN21D3CNF | LEDR (2) Radios (non-Hot Standby), 24 VDC Input, 200 KHz Bandwidth, 900-960 MHz -Switch -3.6 MHz External Duplexer | Used | Microwave | 1
MDS | 900SNN22D3CNF | LEDR Radio (Non-Protected), 48 VDC Input, 200 KHz Bandwidth, 900-960 MHz -EIA-530 -3.6MHz External Duplexer -Fractional T1 Mode | Used | Microwave | 2
MDS | EIA-530-A | LEDR 900S Protected Switch | Used | Microwave | 7
Microwave Networks | 7000133-00 | Proteus Lower 6GHz Transceiver, 5.915 to 6.425 GHz | Used | Microwave | 4
Microwave Networks | 8000574-01 | 10/100base T, VLAN 4 Port Ethernet Link | Used | Microwave | 2
Microwave Networks | 8000640-00 | Proteus AMT-MX 32CHNL Data Card, 32E1/32DS1 | Used | Microwave | 4
Microwave Networks | 8209314-22 | Proteus M Series Redundancy SPU | Used | Microwave | 18
Microwave Networks | 8209315-00 | MX Non-Protected SPU does NOT contain 32CHNL Data Card (PN 8000754-00) | Used | Microwave | 6
Microwave Networks | 8209315-01 | Proteus AMT Microwave Radio Terminal. Redundant Switch Unit (RSU), AMT-M | Used | Microwave | 9
Microwave Networks | 8209317-08 | Proteus M Series Redundancy VLAN Card | Used | Microwave | 2
Microwave Networks | 8209335-02 | Proteus AMT M-Series RFU Shelf | Used | Microwave | 6
Microwave Networks | 8209335-03 | Proteus AMT M-Series RFU Shelf | Used | Microwave | 7
Microwave Networks | 8209335-32 | Proteus AMT M-Series RFU Shelf | Used | Microwave | 3
Microwave Networks | 8209335-33 | Proteus AMT M-Series RFU Shelf | Used | Microwave | 4
Microwave Networks | 8209340-02 | Proteus AMT Microwave Radio Terminal. 1+1 SPU | Used | Microwave | 1
Microwave Networks | 8209340-06 | Proteus AMT Microwave Radio Terminal. 1+1 SPU (1/2RU) - Ph 2, generic | Used | Microwave | 27
Microwave Networks | 8209344-08 | Proteus M-Series Basic SPU Chassis | Used | Microwave | 1
Motorola | 5730 | Canopy PTP 5.8400 Radio | Used | Microwave | 1
Motorola | CLN7873B | MTC3600 MAC Card | Used | Microwave | 3
Motorola | T5180A | Universal Simulcast Controller Interface containing 5 cards | Used | Microwave | 1
NEC | CBG-13820-101 | iPasolink 250 -48VDC (-40.5 to -57VDC) Power Supply | Used | Microwave | 4
NEC | CBG-13820-121 | iPasolink 250 Fan Unit | Used | Microwave | 2
NEC | NWA-065288-003 | iPasolink 250/650 AMR Modem-H Card | Used | Microwave | 4
NEC | R9011A | ND4A Receive ESF/Mode-3 | Used | Microwave | 2
NEC | X5261B | ND4A 2 Wire E&M 6 Card | Used | Microwave | 2
NEC | X5263B | ND4A 2 Wire FXS CH 900 Ohm | Used | Microwave | 2
Network Equipment Technologies | 030485-522 | Proxima Logic Module (PLM) Card | Used | Microwave | 1
Newton | 40890130 | 1RU Rack Adapter to Extend 19" x 1.75" to 23" x 1" | Un-Used | Microwave | 318
Newton | 40890230 | 2RU Rack Adapter to Extend 19" x 1.75" to 23" x 1" | Un-Used | Microwave | 370
Nortel | NTGS96AA | Converter: DC-DC Converter | Used | Microwave | 1
Nortel | NTHE45CA | RADX30 Site Processor | Used | Microwave | 3
Nortel | NTHE96JC | 11/30 Radio Frequency Generator | Used | Microwave | 1
PCTEL | GPS-TMG-26N | GPS Timing Antenna 1575 MHz 26 dB | Un-Used | Microwave | 10
PCTEL | GPS-TMG-HR-26N | ANTENNA: 26 DB 1575.42 +/- 1.2 MHZ GPS ANTENNA WTH-INTERNAL AMPLIFIER | Used | Microwave | 1
Premisys | 200103 | IMACS 800 Stainless Steel Blank Card Filler Panel | Used | Microwave | 41
Premisys | 891630 | IMACS 600 Chassis | Used | Microwave | 6
Proxim | 301-40100-251 | Tsunami Multipoint Subscriber Unit, 20 Mbps | Un-Used | Microwave | 3
Proxim | 301-40400-25 | Tsunami Multipoint Base Station Unit, 20 Mbps | Un-Used | Microwave | 1
Proxim | 25000-A1 | Lynx Spread Spectrum Radio 2.4 GHz 1T1 | Used | Microwave | 4
Proxim | 25000-A2 | Lynx Spread Spectrum Radio 2.4 GHz 1T1 | Used | Microwave | 2
Proxim | 301-28110-1 | Lynx OC-3 SONET/SDH wireless bridge | Used | Microwave | 2
Proxim | 301-28170 | Tsunami 5.3GHz OC3 ODU 57817 or 28020-D1 | Used | Microwave | 1
Proxim | 31145-10-B20 | Digital Radio, Lynx 8T1 5.8 GHz, | Used | Microwave | 1
Proxim | 31190-41A20 | Tsunami 10 2.4GHz 2T1 Ethernet Radio | Used | Microwave | 1
Proxim | 31650-A10 | Radio, 2.4GHz, 2 x T1, HD | Used | Microwave | 1
Proxim | 46600-2 | 4T6 Receiver 6.525-6.875GHz | Used | Microwave | 4
Radwin | RW-2050-0200 | 2000 Series ODU | Used | Microwave | 1
Radwin | RW-7204-2000 | 2000 IDU-C with 4 TDM ports, 2 Ethernet | Used | Microwave | 3
RFS | TF24-090EP | TwistFlex CPR90G 10.5-11.7 GHz 24 Inch | Un-Used | Microwave | 7
RFS | TF137-CC1-024I | 24" Twist-Flex, WR137 | Used | Microwave | 3
RFS | TF24-137E | CPR137G 5.7-7.750 GHz L-24IN | Used | Microwave | 13
Spectracom | 1137-0111-0600 | GPS Ageless Master Oscillator 8194B | Used | Microwave | 2
Telco | 2476-61 | SYNC DATA 56/64 kb/s | Used | Microwave | 1
Telco | M6073-60-2 | Access 60 6-Port Asynchronous Data Multiplexer (ADM) | Used | Microwave | 65
Telenetics | 9612FP | Communication, QA 0, Private Line, 9600 Baud Fastpoll, UDS202T.Enclose with Power 85-265VAC or 80-400VDC via Plug 4-Wire Lease Line, 9600 Baud Fastpoll OR 202T | New | Microwave | 1
TRAK Microwave Corporation | 9120-2 | 9100 Modular AC/DC Power Supply | Used | Microwave | 5
TX RX Systems | 11-90-02136-A | Triple Bandpass Filter | Used | Microwave | 2
Western Multiplex | 46400 | Service Channel | Used | Microwave | 3
ZETRON | 702-9698A | 7032 RACS 4 Wire E&M Modules | Used | Microwave | 8
ZETRON | 890-0023 | 7032 RACS Enhanced Controller Module | Used | Microwave | 1
ZETRON | 890-0034 | 7032 RACS Dual 4-Wire Interfaces with Audio Summing | Used | Microwave | 9
ZETRON | 901-9348 | 7032 Base System (4 Slot Backplane) | Used | Microwave | 2
Zhone | TNE1500-P | T1 Network Extender 1500 Provider Unit | Used | Microwave | 6
Zhone | TNE1500-S | T1 Network Extender 1500 Subscriber Unit | Used | Microwave | 10
Zhone | TNE1584-P-DC | 8-Port T1 Network Extender Provider Unit for -48VDC | Used | Microwave | 1
Absopulse | CSI 500-4A-PAL-R0433 | 500VA DC/AC Power Inverter; 48VDC, 18A max Input and 120VAC/60Hz, 4.17A rms Output | Used | Power | 1
Absopulse | DCW 150-12FT-P6611 | DC/DC Converter 48VDC to 12VDC 150Watt | Used | Power | 1
Absopulse | MIW 150-5FTSD-R8248 | Power Supply Input 95-264VAC to 5VDC 60Watt | Used | Power | 3
ADC | 1375180 | Module: LPA 1900Mhz (Power Module) | Used | Power | 1
ADC | LD23-30-48V1 | Low Voltage DisConnect | Used | Power | 1
Alcatel-Lucent | 849129465 | POWER BAY SHELF | Used | Power | 1
Alcatel-Lucent | 3EM09037AD | MDR-8000 Power Amplifier +31dBm | Used | Power | 3
Alcatel-Lucent | 90-8396-01 | 7670 ESE CONTROL COMPLEX | Used | Power | 2
Alpha Technologies | 018-593-10 | INEX Inverter MC-1000A Controller Module | Un-Used | Power | 36
Alpha Technologies | 740-697-21 | Rack Mnt Kit3 RUFXM Series | Used | Power | 1
Alpha/Argus | 0100003-001 | CXPS W 48V, 2.4kW Rectifier | Un-Used | Power | 17
Alpha/Argus | 010-619-20-041 | Cordex CXRF-HP 48-1.2kW Rectifier | Un-Used | Power | 2
Alpha/Argus | 010-622-20-040 | Cordex Rectifier HP CXRF 48VDC 2.0KW 208-240VAC Black L058 | Un-Used | Power | 1
Alpha/Argus | 017-232-31 | FXM2000 UPS 120VI/O 48VDC SNP F/W | Un-Used | Power | 1
Alpha/Argus | 010-013-20 | RST24/100, 24 Volts, 100 amp rectifier | Used | Power | 2
Alpha/Argus | 010-619-20-041 | Cordex CXRF-HP 48-1.2kW Rectifier | Used | Power | 16
Alpha/Argus | 010-622-20-040 | Cordex Rectifier HP CXRF 48VDC 2.0KW 208-240VAC Black L058 | Used | Power | 37
Alpha/Argus | 017-232-31 | FXM2000 UPS 120VI/O 48VDC SNP F/W | Used | Power | 4
Alpha/Argus | 030-834-20-040 | Cordex 19" Shelf, 4xCXRF 48-1.2kW Positions, 2RU, Front Access L0, 19, 80, 87, 99 | Used | Power | 9
APC | SU2200R3X167 | Smart-UPS 2200VA RM 3U 120V/230V In 120V Out | Un-Used | Power | 1
Argus | 053-997-20-000 | DC CONVERTER: CXPS 24-48-i 8kW DC-DC Converter System, 19" | New | Power | 2
Argus | 014-114-10 | Inverter 4810A 1000VA/800W 48Vdc to 120ac, 60Hz | Un-Used | Power | 50
Argus | 030-419-10 | Inverter Shelf with 2 Inverter 1000VA/1.5kVA Slots | Un-Used | Power | 47
Argus | 030-420-10 | Inverter Shelf 19", 1RU STS50 48VDC - 120VAC | Un-Used | Power | 16
Argus | 010-024-20 | RSM48/7.5-15 2 Slot Rectifier Shelf 3.5” x 19/23”x 12” | Used | Power | 1
Argus | 010-029-20 | Rectifier: Output: +24VDC, 100 amp, Input: 184-264 VAC, 50/60 Hz, 1-phase, Model: RSM 24/100, Switched Mode Rectifier System Module, non-UPF (Unity Power Factor) | Used | Power | 2
Argus | 010-537-20 | Rectifier Pathfinder 48VDC 55Amp | Used | Power | 4
Argus | 010-539-20-NS | RECTIFIER:OUTPUT:+24VDC,110AMP INPUT:208/240VAC,60HZ,1-PHASE MODEL:PATHFINDER | Used | Power | 2
Argus | 010-567-20 | Rectifier: Cordex CXRF 48-3.6kW 208-277 VAC Module, 4RU; Argus Grey | Used | Power | 6
Argus | 010-571-20 | Rectifier Cordex 48VDC 650W Module, Input 120VAC | Used | Power | 1
Argus | 010-572-20 | Rectifier Cordex CXRF output 24vdc 3.1kW. input 208-240vac Argus Grey | Used | Power | 21
Argus | 010-582-20 | Rectifier: Rectifier Module Cordex 24-400W 120/208-240VAC 2RU | Used | Power | 15
Argus | 010-582-20-040 | Cordex 24V-400W Rectifier Module, 120/208-240VAC | Used | Power | 1
Argus | 012-501-20 | Rectifier CSM01, 24VDC to 48VDC 5A | Used | Power | 1
Argus | 012-526-20-040 | Cordex CXDF DC-DC Converter Power Module 24-48/2kW, 2 RU L0,56 | Used | Power | 52
Argus | 012-527-20-040 | DC-DC Converter CXDF 48VDC to 24VDC 2KW | Used | Power | 1
Argus | 012-548-20 | 1.25KW 24V-48V DC-DC CONV MDUL | Used | Power | 4
Argus | 018-557-20 | Cordex CXCM System Controller | Used | Power | 1
Argus | 030-728-20-261 | 19/23" 2RU Universal Mount | Used | Power | 1
Argus | 058-250-20 | 1-Cordex 19" Shelf, Rear Access, 4xCXRC 48-650W Positions, Integrated CXCI and Distribution, 2RU; 48 VDC; 120 VACInput (Dual Feeds); 19" or 23" Rackmounting,1.75"Spacing; Charcoal; CB Distribution 2 Load Positions 2 Battery Positions; Battery LVD; CordexCXCI Controller; 60A Series-trip Breaker 1-ADIO Assembly 4 Relays and 8 Digital Inputs. Alarm Relay; Ground Bar; 19" Rackmounting, 1.75" Spacing; Grey. 2-ACLine Cord w/o Plug, 3C#12AWG, 3 metres 1-60Amp AM Breaker, Plug-in Type with Aux Switch Center Pin Only, Mistrip (5/16" Bullet Terminals) GMT Panel Feeder Breaker 2-Cordex CXRC 48-650W 120 VAC Module, 2 RU Convection, Charcoal LO,56 1-Temperature Sensor Assembly, 1/4" lug, 12 feet | Used | Power | 6
Argus | 740-211-20 | RSM 48/7.5A Rectifier | Used | Power | 14
Artesyn | 706456-163 | 12 VDC Power Supply | Used | Power | 1
Burndy | YAV2CLTC14FX | Copper Compression Lug, 1 Hole With Inspection Window, 2 Flex, 1/4" Stud, Short Barrel, Tin Plated | New | Power | 207
Bussmann | BK-GMT-2A | GMT 2A Fuse | New | Power | 139
Bussmann | TPA-20 | Fuse: TPA Style 20-amp Fuse, | New | Power | 48
Bussmann | TPA-25 | Fuse: TPA Style 25-amp Fuse, | New | Power | 8
Bussmann | TPA-40 | Fuse: TPA 40 Amp 170vdc | New | Power | 3
C&D | AGM-60 | -48VDC Plant Shelf | New | Power | 1
C&D | 100.7670.4834 | Micro Sageon Rectifier 48VDC 34Amp (100/240 VAC, single phase) | Used | Power | 1
C&D | 100-7520-00A | Rectifier 24V 150A HFM24BC150 | Used | Power | 5
C&D | 100-7520-24A | Rectifier, 25V, 150-Amp | Used | Power | 3
C&D | AGM15 | Compact 48Vdc Power Plant | Used | Power | 2
C&D | AGM25 | Compact 48Vdc Power Plant | Used | Power | 1
C&D | AGM45 | Compact 48Vdc Power Plant | Used | Power | 6
C&D | HFM48AC7.5 | Rectifier, AGM 48V/7.5A | Used | Power | 1
C&D | HFM48BC50 | Rectifier 48V, 50A PCU | Used | Power | 2
Cherokee International | 01-W2604E03D | MTC3600 SP412-2A Power Supply | Used | Power | 1
Delta Electronics | ESR-48/50BA | Rectifier MCR 3000 Input 200/240VAC Output 48VDC, 50-amp 2880watt, Input 110/160vac Output 48VDC 25-amp 1440Watt | Un-Used | Power | 3
Delta Electronics | 5505-600787 | BOARD: CONTROLLER BOARD | Used | Power | 1
Delta Electronics | CU-19C-A | Delta CU-19C A REV: 00, Input: 35-59.5Vdc /0.28A | Used | Power | 4
Delta Electronics | DPST-1300ABC | POWER SUPPLY: 1300W POWER SUPPLY 55V 23A | Used | Power | 2
Delta Electronics | ESR-24/100BA | Rectifier 200-250V/20A, Newer Compact Style, MCR3000 | Used | Power | 1
Delta Electronics | ESR-24/100DA | Rectifier: HDS +24V/100 Amp Rectifier Module. Peco p/n: SM100H24D | Used | Power | 1
Delta Electronics | ESR-48/40C-F | DPR48/30-D-DCE Rectifier | Used | Power | 1
Delta Electronics | ESR-48/56B-U | Rectifier 48V 56Amp (Communicate Through RS485) | Used | Power | 4
Eaton | PW9130L2000R-XL2U | 9130 Rackmount UPS | Used | Power | 3
Eaton | PW9130N3000R-EBM2U | Powerware UPS Systems | Used | Power | 5
Efratom | 105450-001 | MPS Power Supply | Used | Power | 1
Eltek Valere | 104941 | Flatpack 2 Blind Panel | New | Power | 60
Eltek Valere | 241115.2 | Rectifier Flatpack II; 24V/2000W | Un-Used | Power | 1
Eltek Valere | 241115.602 | Flatpack 2 DC/DC Converter 24VDC to 48VDC 1350 Watt | Un-Used | Power | 1
Eltek Valere | JK35S-ZNL-VT | J POWER SHELF 19" 1 RU 3 POS RECT 10 POS GMT 1 POS BREAKER | Un-Used | Power | 2
Eltek Valere | 241114.1 | Rectifier Flatpack 48VDC 30A 1500W Input 85-275VAC | Used | Power | 8
Eltek Valere | 241114.105 | Rectifier Flatpack 1500 48VDC | Used | Power | 3
Eltek Valere | 241114.5 | Flatpack DC/DC 24/48V G1 Converter | Used | Power | 16
Eltek Valere | 241114.501 | Flatpack DC/DC 48/190 | Used | Power | 2
Eltek Valere | 241115.1 | Rectifier Flatpack II; 48V/2000W G2 | Used | Power | 11
Eltek Valere | 241115.105 | Rectifier Flatpack II; 48V/2000W HE G2 | Used | Power | 3
Eltek Valere | 241115.2 | Rectifier Flatpack II; 24V/2000W | Used | Power | 3
Eltek Valere | 241122.125 | Flatpack S Rectifier 48VDC 1800 Watt | Used | Power | 3
Eltek Valere | 242072.7 | Master (MCU) for Flatpack 125A System | Used | Power | 1
Eltek Valere | 242100.11 | FP2 Smartpack Extended G1 | Used | Power | 5
Eltek Valere | 242231.001 | Power Shelf Flatpack 48VDC 1U 2 Position, No Controller | Used | Power | 12
Eltek Valere | 505811 | Flatpack DC Power System | Used | Power | 5
Eltek Valere | C0350A-VC | Rectifier 48VDC C-series 7Amp | Used | Power | 1
Eltek Valere | CBB050E | Circuit Breaker 50 Amp Bullet Style, Electro-Mechanical Trip | Used | Power | 1
Eltek Valere | CC9S-ANN-VC | Compact Power Shelf / Rear Wire 200Amp Max 48V Negative Output Polarity 23" / 2 RU / Mid Mount / System Depth 15" Single/Dual ACInput (LL AC Cord) Qty 4 Rectifier Positions Qty 4 DistributionCircuit Breaker Positions (CBB Style) 1/4" 20 Stud 5/8" Center Qty 20 Distribution GMT Fuse Positions BC Controller Card Not Included | Used | Power | 7
Eltek Valere | CTOM0602.002-I | Minipack Shelf 19? 6 Position Rear Wire 100A, -48 VDC, 2RU, Dual AC, 8 Breaker Positions, 2 LVBD, Smartpack Controller Missing Top Cover and Front Breaker Cover, but still functional | Used | Power | 1
Eltek Valere | FA000000298 | FACE DISPLAY FOR BC1000 | Used | Power | 12
Eltek Valere | FA000001555 | BC2000 Controller Faceplate | Used | Power | 4
Eltek Valere | J1500A1-VC | Rectifier J Series, 48V, 25/30Amps DC Output, 90-264 AC Input | Used | Power | 3
Eltek Valere | V1000A-VC | Rectifier V Series 48VDC 20Amp 1000W | Used | Power | 1
Eltek Valere | V1250A | Rectifier V Series, 48V, 25 Amps DC Output, 90-264 AC Input | Used | Power | 4
Eltek Valere | V2000A | Rectifier Compact V-Series 48vdc 40 amp, Input 200-240vac | Used | Power | 2
Eltek Valere | V2000A-VC | Rectifier Compact V-Series 48V 40A 2000 Watt | Used | Power | 3
Eltek Valere | V2000A-VV | Rectifier Compact V-Series 48V 40A 2000 Watt | Used | Power | 5
Eltek Valere | VB-H1250A1-VV | Rectifier, H Series, 48V, 25Amps DC Output, 90-264 AC Input | Used | Power | 2
Eltek Valere | VB-H2500A1-VV | Rectifier, H Series, 48V, 40Amps DC Output, 180-264 AC Input | Used | Power | 2
Eltek Valere | X7500A2-VV57 | X Series 48VDC 150AMPS Output 180-300 AC Input with Isolated Signals Enabled | Used | Power | 5
Emerson | 102019 | REMOTE SPLIT PHASE POWER CARD. Alternate Part# 8000743 | New | Power | 2
Emerson | R24-3000 | Rectifier Netsure +24VDC 3000 Watt | New | Power | 3
Emerson | 256694800 | LELK1-1RS4-27129-948; Breaker 60A, Bolt, White handle, 3 pins, Unevenly spaced, No alarm strap | Un-Used | Power | 1
Emerson | 588249700 | DC Converter Shelf, 3RU, 19" | Un-Used | Power | 11
Emerson | BMP903080/1 | Netsure SCU+ Controller Module | Un-Used | Power | 3
Emerson | DS850-3-002 | 850W Rectifier. 12A, Astec/Emerson | Un-Used | Power | 1
Emerson | 509537 | Circuit Card | Used | Power | 1
Emerson | 486532602 | Rectifier: 200 AMP 480VAC NetSure 802 | Used | Power | 1
Emerson | 1M820BNAZZ001 | Emerson Network Power NetSure M820B ACU+ Controller with 550169 software. The ACU+ is an advanced control unit designed for DC power applications. | Used | Power | 3
Emerson | 1R243000 | 24V, 3000watt. Rectifier PCU | Used | Power | 15
Emerson | 1R482000E | Rectifier 48V 2000W Netsure 500/700 Series | Used | Power | 12
Emerson | 1R483200E | Rectifier Module 48VDC 3200W HIGH EFFICIENCY | Used | Power | 1
Emerson | 1R483500E | Rectifier R48-3500, 48VDC 3500W HIGH EFFICIENCY | Used | Power | 4
Emerson | 4864-429 | Power And Control Card For 437416300 | Used | Power | 1
Emerson | 4874-051-00 | RECTIFIER RESTART CARD | Used | Power | 1
Emerson | AP5C71DA | Rectifier 48VDC 200A Candeo XL Low 208/240Vac | Used | Power | 1
Emerson | BMP903090/1 | ACU+ Controller for Netsure 502 | Used | Power | 12
Emerson | BMP903090/3 | ACU+ Controller for Netsure 701 | Used | Power | 8
Emerson | NETSURE 502 | Full DC or Integrated System | Used | Power | 2
Emerson | R24-2500 | Rectifier 24VDC 2500W | Used | Power | 73
Emerson | R24-3000 | Rectifier Netsure +24VDC 3000 Watt | Used | Power | 4
Emerson | R48-1000 | Rectifier, 48 VDC, 1000 W | Used | Power | 4
Emerson | R48-2000E | Rectifier 48V 2000W Netsure 500/700 Series | Used | Power | 79
Emerson | V100B25 | Power Conversion Unit, 24V, 100-amp | Used | Power | 1
Emerson/Marconi/Lorain | 486531800 | Vortex Rectifier PCU V65B50 48VDC 65A | Un-Used | Power | 1
Emerson/Marconi/Lorain | 1C24481500 | DC Converter Module 24V to 48v, Netsure 700, C24/48-1500 | Un-Used | Power | 8
Emerson/Marconi/Lorain | 426804200 | Breaker Panel | Used | Power | 3
Emerson/Marconi/Lorain | 486529601 | Vortex Rectifier +24VDC 100Amp, Input 208/240VAC, 50/60 Hz, 1-Phase V100B25 | Used | Power | 3
Emerson/Marconi/Lorain | 486531800 | Vortex Rectifier PCU V65B50 48VDC 65A | Used | Power | 9
Emerson/Marconi/Lorain | 486531902 | Vortex Rectifier +24VDC 130Amp Input 208/240VAC, 50/60 Hz, 1-Phase, V130B25 | Used | Power | 10
Emerson/Marconi/Lorain | 486534200 | LXP1500 Rectifier PCU, 1500W, 48VDC, 120/208/240VAC | Used | Power | 1
Emerson/Marconi/Lorain | 486534800 | LXP1000, Constant Power PCU, -48V, 1000W/500W | Used | Power | 2
Emerson/Marconi/Lorain | 486800127 | DC-DC Converter Module, 24 to -48V, 10 Amp | Used | Power | 3
Emerson/Marconi/Lorain | 486800128 | DC/DC Converter Module -48V to +24V 20A | Used | Power | 22
Emerson/Marconi/Lorain | 486808500 | MZHSA3B DC/DC Converter 24/48VDC 3Amp | Used | Power | 17
Emerson/Marconi/Lorain | 582136800 | Netsure 502 48V Power system (main dist) 502NGFB, includes communications module 23" shelf | Used | Power | 2
Emerson/Marconi/Lorain | 58112500061 | FRAME, TO -48V CONVERTER,2ND SHE Consists of: 588248700 - frame 513939 – power cable assembly | Used | Power | 6
Emerson/Marconi/Lorain | 1C24481500 | DC Converter Module 24V to 48v, Netsure 700, C24/48-1500 | Used | Power | 37
Emerson/Marconi/Lorain | 2731-395-00 | Electrolytic Capacitor T28976 | Used | Power | 3
Emerson/Marconi/Lorain | A100F25 | Rectifier: 29VDC High Freq. Rectifier (5274-041) | Used | Power | 1
Emerson/Marconi/Lorain | LPS200D50 | 200 AMP Rectifier | Used | Power | 1
Emerson/Marconi/Lorain | LPS200E50 | LPS200E50 480VAC 200A | Used | Power | 1
Emerson/Marconi/Lorain | R485800E | Netsure 5800W, 48V Rectifier Module | Used | Power | 1
Emerson/Marconi/Lorain | V25B50 | Rectifier 48VDC 25amp | Used | Power | 1
Enersys | SC11-U | 19” and 23” Battery Tray Rack Mounting Shelf for models 12V92FT and SBSC11F | New | Power | 4
Ericsson | BKV301487/1 | RXI 820 Fan Unit Card | Used | Power | 1
Ericsson | KDU137745/1-R2A | XMU Module. Release R2A | Used | Power | 5
Ericsson | Nes10-CAD-015 | Battery Interconnection | Used | Power | 3
Ericsson | ROJ1192108/4 | Board: SCB3 Printed Board Assembly | Used | Power | 1
Exide Technologies | GSCR-130-S-025-FE | 120VDC Output Single Phase Float Battery Charger | Used | Power | 1
General Electric | NE075DC24A | Power Unit 24V Converter, CC109142881 | Used | Power | 1
General Electric | QS864ATEZ | Rectifier Module 25 A 2U 165 to 275 V 85 to 150 V 1362 | Used | Power | 1
Generic | 34-1977-03 | PSU 48V/0.38A 50/60HZ External Power Supply for Aironet 1100 1200 1300 Series | Used | Power | 18
Generic | 34-1977-04 | PSU 48V/0.38A 50/60HZ External Power Supply for Aironet 1100 1200 1300 Series | Used | Power | 3
Harris | 098-020084-001 | Fuse Kit | Used | Power | 2
Lineage Power | NE050AC48A | Rectifier: 48VDC SW MODE RECTIFIER | Used | Power | 1
Lineage Power | NE050AC48ATEZ | Rectifier: single-phase AC, 95 to 275VAC CC109158878 | Used | Power | 3
Lucent | 408854206 | Rectifier Shelf 24V Modcell 4.0 Compact | Used | Power | 1
Lucent | 408854230 | Rectifier: Mod 4 Power Rectifier | Used | Power | 4
Lucent | 408963312 | 48V Power Shelf | Used | Power | 1
Lucent | FB-16146-A | LOC BASE LNK CONTRL | Used | Power | 1
Lucent | J85501G1L21 | RPM Shunt Monitoring | Used | Power | 1
Midnite Solar | MNEDC175 | Battery CabinetCircuit Breaker 175 Amp | New | Power | 1
Motorola | WB3025H | Power Unit PIDU | New | Power | 2
Motorola | TKN8732A | Quantar Power Supply Cable Kit | Used | Power | 5
Norantel | N215120-N/L0606 | TPA/GMT Combination Fuse Panel, 4/4 TPA, 6/6GMT, 1RU, Dual Bus, 200amp/bus 24/48v | Un-Used | Power | 3
Nortel | AP7C25CD | Module: Battery Interface Module | Used | Power | 1
Nortel | NT5C05CE-46 | Rectifier: Input: 480VAC, 3-phase, 50/60 Hz, Output: -48VDC, 200 amps, Horizontal Mount, 23" rackmount, 10" high, for Helios 200E system (Brown) | Used | Power | 1
Northern Technologies | 4S120V20 | Surge: Surge Arrestor | Used | Power | 2
Onyx | SLI-48-115-I-STS-SC | Inverter 48VDC to 120VAC 1.5 KVA | Used | Power | 1
PCP | 9940000007 | Twinpack Plus Breaker Installation Kit | New | Power | 3
PCP | LML1-1RLS4R4-29954-10 | Breaker 10 AMP Bullet, Black Handle, 2 PINS for Twinpack Plus | New | Power | 3
PCP | 910199 | PS19 Twinpack Board B | Used | Power | 3
PCP | 916887 | PS19 Twinpack Board A | Used | Power | 1
PCP | 916889 | PS19 Twinpack 48VDC Board C | Used | Power | 2
PCP | 700234001 | TWPP-3 Twinpack Plus 3 Slot Shelf 19” Rack | Used | Power | 3
PCP | 7001900016 | PS19 Twinpack | Used | Power | 2
PCP | 7002324101 | Twinpack Plus Rectifier Shelf 23" | Used | Power | 1
PCP | 9144100216 | PS19 Twinpack MOD4812P Rectifier Board C 48VDC 12-amp, 95-264Vac 50/60Hz Input | Used | Power | 6
PCP | 9155100120 | Rectifier Twinpack Plus 48VDC / 50A P4850-TC | Used | Power | 38
PCP | 9155100123 | Twinpack Plus 25Amp 48V | Used | Power | 3
PCP | 9155100221 | Rectifier Twinpack Plus +24VDC 100Amp | Used | Power | 3
PCP | 9155100225 | Twinpack Plus 50amp -24v Rectifier | Used | Power | 16
PCP | 9444500004 | Twinpack DC/DC Converter 24VDC to 48VDC 15A | Used | Power | 2
PCP | 91441002222 | Rectifier 24V 20 Amp PS-19 TwinPack MOD 2420P | Used | Power | 1
PCP | SSD2-48-500-19 | Twinpack Plus SSD2 System Status Controller Panel, 48V, 500-amps Max, 19" | Used | Power | 67
PECO II | 6420027P | Breaker Kit 60Amp LMLK1-1RLS4-30319-60 | Un-Used | Power | 6
PECO II | 6201758 | PEC5880 Amplifier Module | Used | Power | 2
PECO II | 827E | Digital Inverter Module 48VDC to 120VAC 10A | Used | Power | 1
Power One | 10A0055-005 | RECTIFIER: 208/240AC 13AMP 27V | Used | Power | 4
Powerwave | MCA9129-120 | Multicarrier Power Amplifiers 120W | Used | Power | 1
Power-Win Technology Corp | PW-100A-1Y48E | Power Supply: 48V 2.08A 100W | Used | Power | 1
RFL Electronics | 68A-HPS-AC | Power Supply | Used | Power | 1
RFL Electronics | 68B-PS-AC | Power Supply | Used | Power | 1
Saft Power Systems | K1801210001B | SMR1800D Digital Rectifier 48VDC | Used | Power | 1
TDI Power | LCE15-48/120-R | LCE Series DC/AC Inverter, 48VDCInput 120VAC, 60Hz. Output STS Comp | Used | Power | 2
TE | PWX-031RXCSD10PWDP | POWERWORX PANEL TO DISTRIBUTE POWER TO THE PRISM HOST | Used | Power | 4
Telect | TRM-48M | -48 37.5A Rectifier nrgSMART | Used | Power | 16
TPS | 124698-3 | DC Converter 24V to 48VDC | Used | Power | 1
Trimm | 7570019291 | Fuse Panel 10/10 24-48VDC, 60 Amp | Used | Power | 8
Tripplite | RS1215-20 | Power Strip 12 Outlets 19-inch racks 1RU 20A | New | Power | 1
Tyco | JW030A-M | DC/DC Converters Input 48VDC Output 5VDC Isolated 30Watt | Used | Power | 8
Tyco/Lucent | 108319427 | TPS-TPL Fuse Adaptor for BDFB | Un-Used | Power | 30
Tyco/Lucent | 595LTA | Galaxy Switchmode Rectifier, -48V, 380/400/480 AC Input | Used | Power | 1
Tyco/Lucent | 596B3 | Galaxy Rectifier 24VDC, 100amp, Input 208/240VAC | Used | Power | 13
Unipower | TPCMQ24-54/18 | DC/DC Converter 24VDC Input Output 48VDC @ 18.4Amp 1000 Watt | Un-Used | Power | 8
Valere | TPR10 | Temperature probe with ring terminal | New | Power | 7
Vertiv | 486531003 | NETSURE V200 DC Power Retrofit V200E50 | Un-Used | Power | 1
Wilmore | 1654-130-120-60-U | Inverter Power 130VDC Input AND 120VAC, STATIC, Rackmount ED,1000VA WITH 2MSEC TRANSFER Switch FROM INVERTER Output TO COMMERCIAL AC FAILURE Output IS A QUASI-SINEWAVE | New | Power | 3
Wilmore | 40A1250A | Mounting Brackets - Series 1700 | New | Power | 6
Wilmore | 1653-48-120-60 | Inverter 48VDC-120VAC, 500VA | Un-Used | Power | 2
Wilmore | 1502-130-13-15 | DC/DC Converter Input 130VDC, Output 13VDC, 15A Max, 19" Rackmount. | Used | Power | 1
Wilmore | 1502-130-24-16 | DC-DC Converter Input 130VDC Output 24VDC | Used | Power | 1
Wilmore | 1502-48-13-15 | DC/DC Converter Input 48VDC, Output 13VDC, 15A Max, 19" Rackmount | Used | Power | 1
Wilmore | 1653-24-120-60-P | Inverter 24VDC to 120VAC, 500-VA | Used | Power | 2
Wilmore | 1654-24-120-60-L | Inverter 24VDC to 120VAC 1000-VA 60Hz Commercial Load | Used | Power | 1
ZTE | ZXD3000 | Rectifier -48VDC 3000W 60Amp | Un-Used | Power | 2
Alcatel-Lucent | 109655795 | MSC, CARD, PHP200B PROT HANDLER MOD 7 | Used | Switch | 2
Alcatel-Lucent | 85-3010-A | PLEXUS 9000 6-FAN TRAY | Used | Switch | 1
Alcatel-Lucent | 89-0363-E | Telica Plexus 9000 - Switch Fabric Module | Used | Switch | 1
Alcatel-Lucent | 89-0400-A | PLEXUS9000 Network Access Module | Used | Switch | 1
Alcatel-Lucent | 89-0432-B | PLEXUS9000 Ethernet Netwrok Access Module | Used | Switch | 1
Alcatel-Lucent | SN104 | 5ESS 2W E&M Trunk Circuit Pack | Used | Switch | 1
Ericsson | ROJR211007/1 | ETU3 Board | Un-Used | Switch | 1
Ericsson | BFB10951/2 | Server Card: LARGE NODE IPNA 768MB INCLUDING GROUPED ASSETS | Used | Switch | 2
Ericsson | BFB10980/10 | CPUM (Spare) 8GW,Equipped Magazine | Used | Switch | 2
Ericsson | ROJ1192103/41 | PBA - SPB215PROC 600MHZ 640MB/- | Used | Switch | 4
Ericsson | ROJ1192103/5 | PBA - SPB 5PROC 800MHZ 1280MB/- | Used | Switch | 1
Ericsson | ROJ1192106/74R1D | GPB | Used | Switch | 7
Ericsson | ROJ1192232/1-R2D | ET-MFG | Used | Switch | 1
Ericsson | ROJ20408/1 | Board: RPG2 BOARD | Used | Switch | 1
Ericsson | ROJ20416/6 | PCB: PRINTED BOARD ASSEMB/RPP | Used | Switch | 2
Ericsson | ROJ20443/2 | PCB: Printed Board Assemb, RPG3 | Used | Switch | 2
Lucent | 012-2065-004 | MODULE: SIERRA 4GB SCSI DKDR | Used | Switch | 6
Lucent | FB-16429-A | GTD-5 ANLG LINE CARD | Used | Switch | 1
Lucent | KCR5 | BD,Circuit Pack:DACSII | Used | Switch | 1
Lucent | KLU3 | CARD: 5ESS DNU-S COMMON DATA | Used | Switch | 15
Lucent | KTU1B | 5ESS DNU-S TRMSN MXR VER 3:3 | Used | Switch | 45
Lucent | TN1077-S6 | Card: PACK CKT | Used | Switch | 3
Lucent | TN1863-S4:7 | Protocol Handler Voice | Used | Switch | 4
Nokia | C104068 | SDB6 Blank Fillers | Used | Switch | 4
Nokia | C104847.A02 | AIOB Module | Used | Switch | 1
Nokia | C108434.D2A | SWSE-A Modules | Used | Switch | 2
Nokia | C108488 | CP816-A PENTIUM M CENTRAL PROCESSING UNIT | Used | Switch | 2
Nokia | C109732.B2A | HDF1-C Modules | Used | Switch | 2
Nokia | C109999.A2A | ETHPMC-A Daughter Cards | Used | Switch | 4
Nokia | C111431.A1A | CPI1-C Modules | Used | Switch | 6
Nokia | P01088 | DDS RECORDER | Used | Switch | 20
Nokia | P01091 | WDW18-S Disk Drive | Used | Switch | 4
Nortel | NT1X80BA | MODULE: DMS-100 ENHNCD DIG ANN | Used | Switch | 1
Nortel | NT2X70AD | MODULE: DMS-100 PWR CONV 5/12V | Used | Switch | 1
Nortel | NT2X70AE | DMS-100 Power Converter 5/12V | Used | Switch | 4
Nortel | NT4T20AA | CARD: DMS-10 LAN APPL CONTR | Used | Switch | 1
Nortel | NT4X65AB | DMS-100 CONTROL CARD | Used | Switch | 7
Nortel | NT6X40FB | DMS-100 LK Control Card | Used | Switch | 59
Nortel | NT6X41AA | XPM Formatter / Clock Card CP | Used | Switch | 11
Nortel | NT6X70AA | Card: Continuity Tone Detector | Used | Switch | 1
Nortel | NT6X79AA | DMS-100 CPCE TONE GENERATOR | Used | Switch | 3
Nortel | NT6X92EA | Card: Global Tone Reciever | Used | Switch | 55
Nortel | NT9X13DD | DMS SuperNode Processor Card | Used | Switch | 1
Nortel | NT9X35BA | Circuit Pack: DMS-100 EN NET X-PT | Used | Switch | 99
Nortel | NT9X77AB | STP INTF | Used | Switch | 7
Nortel | NTBW91CBE5 | Module: HC Radio Node Server Module (RNSM2) | Used | Switch | 2
Nortel | NTBW91GAE5 | Disk Drive: HC DO-RNC 40G Hard Disk Drive | Used | Switch | 1
Nortel | NTDX15AB | DMS-100 POWER CONV | Used | Switch | 1
Nortel | NTEX22BB | CARD: DMS-100 IPF BUS INTFC | Used | Switch | 1
Nortel | NTEX22CA | IPF BUS IF | Used | Switch | 7
Nortel | NTEX31BA | Circuit Pack: DMS-100 Frame Enhanced Relay Access Processor Circuit Pack | Used | Switch | 16
Nortel | NTFX32CA | CARD: DMS-100 DAT TAPE DR, DAUGHTER CD. | Used | Switch | 1
Nortel | NTGS47FA | Module: CAM Module | Used | Switch | 4
Nortel | NTHE46AA | RADX30 Breaker Interface Panel | Used | Switch | 1
Nortel | NTHR16EA | MODULE: 40G FABRIC MODULE | Used | Switch | 1
Nortel | NTLX02DA | CARD: DMS100 PROCR ELEM BD | Used | Switch | 3
Nortel | NTLX03BB | XA CORE I/O PROCR, HECI ENCES2N | Used | Switch | 1
Nortel | NTLX04CA | CARD: XA-CORE I/O PROCR | Used | Switch | 2
Nortel | NTLX07AA | MODULE: XA-CORE DAT TP DR | Used | Switch | 2
Nortel | NTLX14CA-S6:14 | CARD: XA - CORE MEMORY CARD | Used | Switch | 12
Nortel | NTLX66BA | VOC SRV PROCR MOD | Used | Switch | 34
Nortel | NTLX82AA | MODULE: DMS100 CEM W/ ETHERNET | Used | Switch | 39
Nortel | NTMX77AA | DMS-100 8MB DRAM Processor CP | Used | Switch | 77
Nortel | RNC8600-CFG003 | RNC 8600, HC DO-RNC Fully Populated 2-4-8 (NTBW90ABE5), configured with: NTBW92AAE5 RNC 8600 Chassis (1) N0066843- Power Supply (3) Front- NTRX51DV 40Gig Hard Drive (2) NTBW91DBE5 System Controller (2) (SC2) Card (2) NTBW91CBE5 RNSM2 High Capacity Card (8) NTBW91ABE5 -BIO2 High Capacity Card (4) NTBW4047E6- Cable: RNC8600 Console Cable, DB9F to RJ45, 2-meters (2) Rear- NTBW91BBE5 - BIOTM2 Card (4) NTBW91FBE5 HSC2 Card (2) NTBW91EBE5 SCTM2 Card (2) NTBW4039E6 ENET Cable- 5-inch (1) | Used | Switch | 1
Efratom | 105470-001 | PRS-XO | Used | T and M | 2
Fluke | 1289237 | 635A Lithium Battery | Used | T and M | 1
Pomona | 1837 | Dual Banana Plug with 3 Isolated terminals | New | T and M | 5
Tempo Research | 11375000 | Sidekick Stress Leakage Telephone Test Set | Used | T and M | 1
Teradyne | 380-300-00 | MODULE: XLT TM300 MEAS BD | Used | T and M | 1
TRAK Microwave Corporation | 9100-9-AC/DC | Modular GPS Time and Frequency System, equipped as: Qty (1) 9100-CHASSIS Chassis Qty (1) 9101-5 GPS Reference Module with Double Oven Crystal Oscillator Qty (1) Open GPS Reference Module Slot Qty (3) 9106-1 4-Channel Digital Distribution Module (DDM) Card Qty (1) 9104-2 Fault Sense Unit (FSU) Monitor Card Qty (2) 9120-2 AC/DC Power Supply | Used | T and M | 5
TRAK Microwave Corporation | 9101-3 | GPS Reference Module with Rubidium Oscillator DSTRAK91013 | Used | T and M | 4
TRAK Microwave Corporation | 9101-5 | GPS Reference Module with Double Oven Crystal Oscillator | Used | T and M | 3
TRAK Microwave Corporation | 9106-1 | DDM- Digital Distribution Module | Used | T and M | 21
ADC | 150-1592-01 | HRU-402 HDSL REM UN | Used | Transport | 1
ADC | DSX-4U-SBRC | DSX-3 Module Rear Cross-Connect 3-port Standard Size Jacks | Used | Transport | 9
ADC | HDU-409-L2 | Card: HDSL REpeater Micro Doubler 239 Mechanics | Used | Transport | 1
ADC/Krone | MX6-PMB7R 1080 | OMX96 Pigtail module/right w/stranded pigtail SC adapter | Un-Used | Transport | 1
ADC/Pairgain | 150-1143-42 | Pair Gain HDU 451 HiGain Doubler Unit | Used | Transport | 1
ADC/Pairgain | 150-1572-02 | Module: HDU-409 HDSL DBLR UNIT | Used | Transport | 1
ADC/Pairgain | HLU-388-L5 | HDSL Central Office Unit | Used | Transport | 4
ADC/Pairgain | HXU-358-L1 | WBS 3190 M13 28DS1 Multiplexer card | Used | Transport | 1
Adtran | 1442702PG1 | Total Access 3000 SFP T transceiver 155MBase OC-3 C/STM-1 BX-D LC, 20 Km, TX1550 nm, RX1310 nm | Un-Used | Transport | 3
Adtran | 1442702PG2 | Total Access SFP Transceiver 155MBase OC-3 C/STM-1 BX-U LC, 20 Km, TX1310nm, RX1550nm | Un-Used | Transport | 3
Adtran | 4205290L6 | MX2800 M13 Mux, (2) AC Power Supplies 1202289L1, Redundant, No Modem Chassis 1200290L1, (2) Controller 1205288L2 | Un-Used | Transport | 1
Adtran | 1181113L1 | HIGH BIT RATE DIGITAL SUBSCRIBER LINE 2 (2-WIRE) | Used | Transport | 2
Adtran | 1181413L2 | TA3000 H4TUC UNIT | Used | Transport | 2
Adtran | 1184500L1 | OPTI-6100 System Control Module | Used | Transport | 2
Adtran | 1184502L4 | OPTI-6100 OMM-3 IR Module | Used | Transport | 6
Adtran | 1184502L5 | OPTI-6100 MX SCM System Controller Module | Used | Transport | 1
Adtran | 1184504L5 | OPTI-6100 OC-12 Optical Multiplexer Module | Used | Transport | 2
Adtran | 1184504L6 | OPTI-6100 OC-12 SONET Intermediate Reach (IR =15km, 12db max), 1310 nm, Single Mode Optical Module | Used | Transport | 2
Adtran | 1184507L2 | OPTI-MX Fan Module Assembly | Used | Transport | 2
Adtran | 1184515L2 | OPTI-6100 MX DS1 Tributary Module 2ND GEN DS-1 VT1.5 TB | Used | Transport | 26
Adtran | 1184516L1 | OPTI-6100 GECM | Used | Transport | 5
Adtran | 1184543L2Q | OPTI-6100 OC3 Tributary Module | Used | Transport | 1
Adtran | 1186002L1 | MX2820 M13 Mux Card | Used | Transport | 12
Adtran | 1186005L1 | MX2800 STS-1 MUX Card | Used | Transport | 3
Adtran | 1200127L1HS | TSU 600 Dual DSU III Module | Used | Transport | 1
Adtran | 1200293L4 | M2810 Mounting Bracket | Used | Transport | 4
Adtran | 1202289L2 | Power Supply: MX2800 48V Power Supply Unit | Used | Transport | 4
Adtran | 1202334L1 | 4303 SCU | Used | Transport | 1
Adtran | 1204288L2 | MX2800 Multiplexer Controller Card | Used | Transport | 1
Adtran | 1205288L2 | Controller: MX2800 Controller w/out Modem, Spare Controller Card for the MX2800. Incorporates DS3 and 28 DSX-1's. Will work in either AC or DC versions of the MX2800. Has NO built-in modem. | Used | Transport | 4
Adtran | 1221052L1 | HIGH BIT RATE DIGITAL SUBSCRIBER LINE (4-WIRE) | Used | Transport | 1
Adtran | 1223426L2 | Module: T1 HDSL4 TRCVR UN-RT | Used | Transport | 2
Adtran | 1223445L1-REV-C | Transceiver: HDSL4 239 T1 REGENERATOR (H4R) TRANSCEIVER EXT | Used | Transport | 1
Adtran | 1242034L3 | CHASSIS: T400 Standalone High-Voltage Housing | Used | Transport | 3
AFC | 0110-0101 | UMC1000 PAYTEL CHANNEL UNIT | Used | Transport | 2
AFC | 0110-0239-1B | CARD: ACCESSMAX ADSL 6+6H CARD | Used | Transport | 1
AFC | 0110-0239-1C | CARD: ACCESSMAX ADSL 6+6H CARD | Used | Transport | 1
Alcatel-Lucent | 1AB187280063 | SFP: Gigabit Ethernet 1000BASE-SX S1:1 Class 1 Laser | Used | Transport | 10
Alcatel-Lucent | 300-0303-900 | DEXCS1 336 DGL MTX Card | Used | Transport | 14
Alcatel-Lucent | 3AL00114AB | 1603SM VTG102, DS1 Line Card | Used | Transport | 78
Alcatel-Lucent | 3AL00124AB | MODULE: CLK202 CLOCK P/I MOD | Used | Transport | 19
Alcatel-Lucent | 3AL00316AE | VLR HIF OC-12 Very Long Reach Transceiver, 1310nm, FC/PC, for 1603SM | Used | Transport | 1
Alcatel-Lucent | 3AL00378AF | 1603SM NET ELEM Processor Module | Used | Transport | 1
Alcatel-Lucent | 3AL02228AC | 1603/12 SM OC-3 Interface | Used | Transport | 6
Alcatel-Lucent | 3AL07783DD | 1631-SX SATELLITE PROCESSOR BOARD | Used | Transport | 1
Alcatel-Lucent | 3AL07784DC | 5.6V Power Supply | Used | Transport | 78
Alcatel-Lucent | 3AL07785DE | 3.9V Power Supply | Used | Transport | 52
Alcatel-Lucent | 3AL11028AA | MODULE: 1630-SX CLOCK MODULE | Used | Transport | 1
Alcatel-Lucent | 3AL45017AB | Shelf - S136I/OSHELF1631-SX | Used | Transport | 1
Alcatel-Lucent | 3AL45028AE | MODULE: 1631-SX STD DS3 INTFC | Used | Transport | 1
Alcatel-Lucent | 3AL45028AI | CARD: 1631-SX STS1 INTFC | Used | Transport | 2
Alcatel-Lucent | 3AL45048AA | 1631-SX LMC TMB 101 TSI MULDEM | Used | Transport | 1
Alcatel-Lucent | 3AL45050AB | 1631-SX OPTICAL TRANSCEIVER | Used | Transport | 2
Alcatel-Lucent | 3AL45446AC | 1631-SX FAN ASSEMBLY | Used | Transport | 1
Alcatel-Lucent | 3AL45738AA | 1631-SX TSI MODULE | Used | Transport | 3
Alcatel-Lucent | 3AL48029AA | CARD: OCM 101 OC# Interface | Used | Transport | 2
Alcatel-Lucent | 3AL48029AB | OCM102 OC3 Interface | Used | Transport | 18
Alcatel-Lucent | 3AL48029AF | 1648-SM OC3/OC12 Short Reach Interface | Used | Transport | 2
Alcatel-Lucent | 3AL48029AK | OCM 111 OC3 Interface | Used | Transport | 7
Alcatel-Lucent | 3AL92113AA02 | 8X155/622M SYNC OPT Card | Used | Transport | 1
Alcatel-Lucent | 3DH04123AP-155-3093-086 | MDR8000 Oscillator Board 3DH04123AP and Crystal part number 155-3093-086 with Frequency 149.5333 MHz | Used | Transport | 4
Alcatel-Lucent | 3EM02079AA | MODULE:1603SM LOW SPD INTFT MOD | Used | Transport | 5
Alcatel-Lucent | 3EM12219AB | 1677SL Common Control Card | Used | Transport | 2
Alcatel-Lucent | 3EM12309AB | 1677 SL Stratum-3 Timing Module | Used | Transport | 1
Alcatel-Lucent | 3EM12349AA | 1671SC COMMON CONTROL CARD W/FLASH | Used | Transport | 1
Alcatel-Lucent | 501-0018-443-REV-B | Module: MEGAHUB DISK DR 9GB | Used | Transport | 1
Alcatel-Lucent | 600308-393-001 | 1603 SMX Power Converter A01 | Used | Transport | 51
Alcatel-Lucent | 621156-000-001 | Module: T1 MINTR LN RPTR | Used | Transport | 10
Alcatel-Lucent | 622-9608-001 | 1624/1648SM, Radio, DSS 101, ROC-3/24 Orderwire | Used | Transport | 19
Alcatel-Lucent | 625606-000-001 | 1603/12SM HS OC3 IR | Used | Transport | 1
Alcatel-Lucent | 625611-000-002 | DMI102 Asynchronous DS1 VT/STS, requires companion VTG Unit | Used | Transport | 43
Alcatel-Lucent | 625612-000-001 | VTG101 DS1 ASYNC P/I | Used | Transport | 2
Alcatel-Lucent | 625615-000-001 | LDR301 DS3 LN-DRVR/RCV | Used | Transport | 3
Alcatel-Lucent | 625636-000-001 | 1603SMX BFL30I Heat Baffle with Fiber Storage and Gold Fins | Used | Transport | 5
Alcatel-Lucent | 625637-000-001 | 1603 Heat Baffle with Coax Patch Panel 12 DS3 | Used | Transport | 4
Alcatel-Lucent | 644-0030-002 | 1648-SM Power Supply Module | Used | Transport | 5
Alcatel-Lucent | 644-0051-001 | 1648 TLM Interface | Used | Transport | 1
Alcatel-Lucent | 644-0070-001 | Module: 1631-SX 12 MULDEM MOD 1631-SX LMC | Used | Transport | 1
Alcatel-Lucent | 644-0104-002 | 1648 Ring Controller Modulator | Used | Transport | 1
Alcatel-Lucent | 8DG02659AA | 1850 TSS-100 8xGE Packet Expander | Used | Transport | 3
Alcatel-Lucent | 8DG02666AA | 1850 TSS-100 56xDS1 Multiplexer | Used | Transport | 1
Alcatel-Lucent | 8DG02672AA | 1850 TSS-100 28xDS1 Access | Used | Transport | 1
Alcatel-Lucent | 8DG02674AA | 1850 TSS-100 28xDS1 Access Protection | Used | Transport | 1
Alcatel-Lucent | 90-7731-01 | Module: 670 Peripheral Interconnection Card. (P2) | Used | Transport | 1
Alcatel-Lucent | ED8C724-30-G4 | DDM2000 OC-3 Shelf | Used | Transport | 4
Alcatel-Lucent | SPQ440C | SLC-2000 Circuit card | Used | Transport | 4
Alcatel-Lucent | TIGW1U | NEBS-3 and ETSI- Compliant Carrier-Grade Rack Server | Used | Transport | 2
Alcatel-Lucent | VLNC35 | 1850 TSS-5 Ethernet 10/100 Private Line (2 optical ports and 4 electrical ports) | Used | Transport | 1
Alcatel-Lucent | VLNC52 | 1850 TSS VLNC52 OC3/STM-1 & OC12/STM-4 Module | Used | Transport | 2
Alcatel-Newbridge | 87-0821-01-20-A | 3600 Mainstreet Daughter Card | Used | Transport | 2
Alcatel-Newbridge | 90-0010-10 | 3600 Mainstreet Shelf | Used | Transport | 2
Alcatel-Newbridge | 90-0032-06 | 3600 V.35 DCC Direct Connection Card (6 CCT) | Used | Transport | 1
Alcatel-Newbridge | 90-0032-07/P | 3600 V.35 DCC (3 CCT) | Used | Transport | 1
Alcatel-Newbridge | 90-0035-05 | 3600 EXP Card (16+) | Used | Transport | 5
Alcatel-Newbridge | 90-0038-09 | 3600 DSP-3 Card 6 DSP | Used | Transport | 1
Alcatel-Newbridge | 90-0078-04 | 3600 General Facilities Card (N.A.) | Used | Transport | 19
Alcatel-Newbridge | 90-0079-06 | 3600+ E&M (6) 600C (8-7/1-14)U | Used | Transport | 3
Alcatel-Newbridge | 90-0091-06 | 3600 4W E&M Card | Used | Transport | 4
Alcatel-Newbridge | 90-0091-06/G | 3600 4W E&M Card | Used | Transport | 23
Alcatel-Newbridge | 90-0156-02 | 3630 LGS Module | Used | Transport | 6
Alcatel-Newbridge | 90-0156-07 | 3630 LGS Module | Used | Transport | 52
Alcatel-Newbridge | 90-0349-01 | V.35 Distribution Panel for the 3630 DACS | Used | Transport | 3
Alcatel-Newbridge | 90-0429-51 | 3630 System, T1 Channel Bank, 48 VDC | Used | Transport | 6
Alcatel-Newbridge | 90-0434-09 | 3600 Power Shelf 48VDC Power Tray | Used | Transport | 8
Alcatel-Newbridge | 90-0435-02 | 3600 120VAC Power Shelf | Used | Transport | 2
Alcatel-Newbridge | 90-0459-01 | 3630 48VDC Power Supply | Used | Transport | 1
Alcatel-Newbridge | 90-0480-02 | 48VDC Power Supply | Used | Transport | 3
Alcatel-Newbridge | 90-0512-01 | 3624 Tone Module | Used | Transport | 5
Alcatel-Newbridge | 90-0525-05 | Consists of qty 6 90-0526-03 FXO (LGE) Module (+4/-10DB) clei) | Used | Transport | 4
Alcatel-Newbridge | 90-0564-01 | 3600 Dual T1 1.544 MBPS Card clei | Used | Transport | 52
Alcatel-Newbridge | 90-0567-01 | 3600 T1 LIM Module | Used | Transport | 29
Alcatel-Newbridge | 90-0667-05 | 3600 System Controller Card 3 (8+) clei | Used | Transport | 1
Alcatel-Newbridge | 90-0890-01 | 3600 Dual Fan Tray | Used | Transport | 8
Alcatel-Newbridge | 90-1184-05 | 3600 27LC2 LINE Card | Used | Transport | 1
Alcatel-Newbridge | 90-2378-01-B1 | 87/264VAC - Includes Redundant Power Supply dependant on the number of high speed Interface Cards and peripheral shelves, quantity (2) needed per Dual PSU and DS3 Protected Pair | Used | Transport | 2
Alcatel-Newbridge | 90-2378-02 | 3600 Power Supply 48VDC | Used | Transport | 5
Alcatel-Newbridge | 90-5935-12 | 36170 DS3 ATM I/F R4.2 | Used | Transport | 1
Anaconda | 6110 | Module: S6A L102 CD LINE-DRVR | Used | Transport | 3
Anaconda | 6191 | Module: S6A L251-L256 TRCVR CD | Used | Transport | 7
Anaconda | 6192 | S6A L251-L256 TRCVR CD | Used | Transport | 3
Anaconda | 6193 | S6A L251-L256 TRCVR CD | Used | Transport | 5
Anaconda | 6194 | S6A L251-L256 TRCVR CD | Used | Transport | 5
Anaconda | 6195 | Module: S6A L251-L256 TRCVR CD | Used | Transport | 11
Anaconda | 6196 | Module: S6A L251-L256 TRCVR CD | Used | Transport | 5
Anaconda | 6672 | Module: S6A RPTR HF AMPLR CD | Used | Transport | 1
Anaconda | 8500-14 | Card: 128 COM UNIV SPAN CD | Used | Transport | 1
Anaconda | 8800-12 | Module: CD S6B CO CHAN 2 | Used | Transport | 28
Anaconda | 8800-13 | CD S6B CO CHAN 3 | Used | Transport | 22
Asentria | 2C4RC | SiteBoss I/O Expansion Card, (2) Contact and (4) Low-Current Form C Relays | Un-Used | Transport | 5
Asentria | 4C5P1V1F1M | SiteBoss I/O Expansion Card, (4) Contact, (1) 5 VDC Output, (1) Voltage Input, (1) Resistive Sensor, and (1) 4-20mA | Un-Used | Transport | 5
Asentria | 4E | SiteBoss Connectivity Expansion Card, 4X 10/100 Ethernet Port | Un-Used | Transport | 5
Asentria | ES-TH | Site Boss Temperature/Humidity Sensor | Un-Used | Transport | 1
Asentria | S550-6/32M/DC | 6 Slot S550 Base Unit W/ 32 M storage, 48VDC Power | Un-Used | Transport | 4
Asentria | S550-6/32M/DC-2DS2S-4E-4E | Site Boss 550 with 6 expansion slots, 32MB, 48VDC, (2) 4X 10/100 Ethernet port cards and (1) 2X RS485 2X RS232 Serial Port Card | Un-Used | Transport | 1
Asentria | S550-6/32M/DC-8C-8R | Site Boss 550 with 6 expansion slots, 32MB, 48VDC, 8C Cards, 8 Relay Output | Un-Used | Transport | 1
Bayly | 50290 | Omniplexer FXS Module, 2W-4Channel | New | Transport | 2
Bayly | 50368 | Omniplexer Ring Generator | Used | Transport | 15
Bayly | 50405 | Omniplexer E1 Interface Module, Drop/Insert or Channel Bank | Used | Transport | 2
Bayly | 50463 | Omniplexer E&M 4 Channel, 4 Wire (T1) | Used | Transport | 1
Bayly | 50511 | Omniflex E1BM | Used | Transport | 4
Bayly | 50515 | Omniflex FXS, 4 Channel, 2 Wire, w/ Polarity Reversal | Used | Transport | 9
Bayly | 50546 | Omniplexerer DC to DC Converter Module (-48VDC) (Preceded by 037745.400) | Used | Transport | 1
Bayly | 50618 | Omniplexer E1 DCM64N, 2-Channel N x 56/64 Kbps with V.35 Interfaces. | Used | Transport | 5
Bayly | 50618.004 | Omniplexer DCM64N for E1 , 4-Channel N x 56/64 Kbps with V.35 Interfaces | Used | Transport | 2
Bayly | 50697 | Power Converter, 220 VAC to -48 VDC (Victor FlatPAC VI-LF4-CW) | Used | Transport | 1
Bayly | 50971 | E1x4 Digital Cross-Connect, 75 Ohm | Used | Transport | 2
Bayly | 50987 | E1x4 Digital Cross-Connect, 75 Ohm, w/ SNMP | Used | Transport | 2
Bayly | 51169 | Omniplexer FXO, 4 Channel, 2 Wire, w/ Polarity Reversal | Used | Transport | 11
Bayly | 50183000 | Omniplexer E&M Module, 4-Ch, 4-Wire, Type I/V, Modified E Lead (E1) (China) | Used | Transport | 8
Calix | 100-00343-11 | C7 Admin & Test Processor | Used | Transport | 1
Carrier Access | 003-0255-00K6 | ADIT 600 FXS Card | Used | Transport | 1
Carrier Access | 740-0031 | Widebank 28 DS3 FFO Controller | Used | Transport | 7
Carrier Access | 930-0073 | Widebank 28, M13 Multiplexor DS3 to DS0, FFO Upgradeable | Used | Transport | 11
Carrier Access | 930-0136 | MODULE: AB2-24 FXS MOD B | Used | Transport | 1
Charles Industries | 03-211980-0 | Cable Assembly - RS232 | Used | Transport | 1
Charles Industries | 621185-000-014 | T1 Repeater Card | Used | Transport | 10
Ciena | 130-0312-900 | Card, NCP (Power PC) (F/U/W corestream) | Used | Transport | 7
Ciena | 130-6618-905 | 10G Transceiver CP | Used | Transport | 1
Ciena | 134-0028-950 | COREDirector Switch Director | Used | Transport | 11
Ciena | 600-3012-090 | CORESTREAM DCM 90 MODULE TYPE0 | Used | Transport | 1
Ciena | NT6Q00AB | OME6110 R4.1 DC System Chassis | Used | Transport | 1
Ciena | NT6Q13ACE5 | 6110 Ethernet Module | Used | Transport | 1
Ciena | NTTP02CD | OME6110 OC-3 IR-1 SFP | Used | Transport | 4
Cisco | SFP-10G-LR | 10GBASE−LR SFP+ | Un-Used | Transport | 7
Cisco | SFP-10G-ZR | 10GBASE−ZR SFP10G | Un-Used | Transport | 2
Cisco | 15454-FTA2 | FAN TRAY, p.n. 800-07145-01CO | Used | Transport | 1
Cisco | 15454-OC121IR1310 | OC12, IR, 1310, 1 CKT, SC 1-Temp, Sonet Interface Module | Used | Transport | 1
Cisco | 15454-OC481IR1310A | 15454 OC48 IR/STM 16 SH AS 1310 | Used | Transport | 1
Cisco | 15454-TCC | 15454 Timing Communications Control Module Plus, 800-22845-01 | Used | Transport | 18
Cisco | 15454-TCC+ | 15454 Timing Communications Control Module Plus, 800-22845-01 | Used | Transport | 11
Cisco | 15454-TCC2P | CARD: TIMING COMMUNICATIONS AND CONTROL 2 PLUS CARD | Used | Transport | 1
Cisco | 15454-XC-VT | 15454 Xconn, 576 STS, 672 VT. I-Temp | Used | Transport | 17
Cisco | 800-03347-06 | Module: C7200 I/O FAST ETHERNET | Used | Transport | 1
Cisco | 800-03785-03 | 6400 SW Processor | Used | Transport | 3
Cisco | SM-32A | 32-Port Asynchronous Serial Service Adapter Module | Used | Transport | 3
Cisco | WS-C3560-24PS-S | Catalyst 3650 24 Port 10/100/1000 PoE Switch | Used | Transport | 4
Cisco | WS-G5483 | 1000Base TX GBIC | Used | Transport | 4
Cisco | XCVR-A00Z85 | SFP, 10G MMF 300M HARDENED | Used | Transport | 1
Coastcom | 30318-103 | DIMUX CSU Dual T1M III T1 Interface 48VDC | New | Transport | 13
Coastcom | 30319-101 | Module: D/I Mux T1 Tandem Unit (TTU) | New | Transport | 1
Coastcom | 91620-308 | DIMUX 8 slot Shelf | New | Transport | 7
Coastcom | 91620-324 | DIMUX 24 Slot Chassis | New | Transport | 24
Coastcom | R931R16TDAAL | R930 Fiber Mux, 16T1, LCD | Un-Used | Transport | 1
Coastcom | 30011-102 | DIMUX ADCU Async 0-19.2 kbps / RS-232 Card | Used | Transport | 21
Coastcom | 30011-112 | DIMUX ADCU Async 0-19.2 kbps / RS-232 | Used | Transport | 8
Coastcom | 30011-902 | DIMUX ADCU (Asychronous Data Channel Unit) Card | Used | Transport | 6
Coastcom | 30118-101 | DIMUX T1 Interface W/O Jacks | Used | Transport | 43
Coastcom | 30118-102 | DIMUX T1 Dual DSX-1 Interface-750' with Jackfield 48v and 120vac | Used | Transport | 14
Coastcom | 30118-121 | DIMUX Dual DSX-1 Interface-150ft. | Used | Transport | 11
Coastcom | 30118-122 | DIMUX Enhanced T1 Interface 24VDC | Used | Transport | 41
Coastcom | 30305-106 | DIMUX CCU Common Controller Unit | Used | Transport | 1
Coastcom | 30305-108 | DIMUX CCU Soldier Battery | Used | Transport | 31
Coastcom | 30305-108-BatteryReplacement | DIMUX CCU Battery Replacement | Used | Transport | 2
Coastcom | 30305-109 | DIMUX CCU Common Controller Unit (ALPS-Alternate) | Used | Transport | 26
Coastcom | 30307-101 | DIMUX Smart Strobe USTB/S | Used | Transport | 7
Coastcom | 30307-102 | DIMUX III Lower Strobe Card | Used | Transport | 9
Coastcom | 30307-103 | DIMUX Upper Strobe Unit (USTB/5) | Used | Transport | 56
Coastcom | 30307-104 | DIMUX Strobe Generator Unit | Used | Transport | 163
Coastcom | 30308-102 | DIMUX 120VAC Power Supply | Used | Transport | 19
Coastcom | 30309-102 | DIMUX T1 LIU | Used | Transport | 9
Coastcom | 30309-104 | DIMUX LIU-B Card | Used | Transport | 126
Coastcom | 30309-105 | DIMUX LIU B (Line Interface Unit) | Used | Transport | 20
Coastcom | 30309-112 | DIMUX T1-2 LIU | Used | Transport | 26
Coastcom | 30309-114 | DIMUX LIU-A Card | Used | Transport | 85
Coastcom | 30309-115 | DIMUX LIU A (Line Interface Unit) | Used | Transport | 24
Coastcom | 30314-101 | DIMUX 24VDC Power Supply | Used | Transport | 11
Coastcom | 30315-105 | DIMUX III 120VAC Power Supply - Requires DC Power Supply 30338-103 | Used | Transport | 5
Coastcom | 30318-101 | DIMUX CSUIF Interface Card 48VDC | Used | Transport | 4
Coastcom | 30318-103 | DIMUX CSU Dual T1M III T1 Interface 48VDC | Used | Transport | 38
Coastcom | 30319-101 | DIMUX T1 Tandem Unit (TTU) | Used | Transport | 16
Coastcom | 30338-101 | DIMUX Power Supply Module, 48V | Used | Transport | 1
Coastcom | 30338-102 | DIMUX 48VDC Power Supply | Used | Transport | 51
Coastcom | 30338-102-REV:E | DIMUX 48VDC Power Supply | Used | Transport | 1
Coastcom | 30338-103 | DIMUX Power Supply Module, 48V, Non-Redundant | Used | Transport | 8
Coastcom | 30338-902 | DIMUX 48VDC Power Supply | Used | Transport | 2
Coastcom | 30339-101 | DIMUX Blank Panel for Channel slots | Used | Transport | 2
Coastcom | 30350-101 | DIMUX Remote LAN Bridge RLB 2 Port 10Base-T Ethernet Bridge | Used | Transport | 50
Coastcom | 30351-101 | DIMUX Synchronous Data Controller Unit (SDCU) 56/64 kbps/V.35 | Used | Transport | 32
Coastcom | 30351-103 | DIMUX SYNC Data Channel Unit SDCU V.35, 56/64 x N 24DS0 | Used | Transport | 73
Coastcom | 30351-104 | DIMUX SYNC Data Channel Unit | Used | Transport | 9
Coastcom | 30355-101 | DIMUX SDM Card | Used | Transport | 44
Coastcom | 30355-103 | DIMUX P-SDM with 50 pin AMP Connector | Used | Transport | 3
Coastcom | 30355-109 | DIMUX 5 Channel SDM - DDS DS0A/DS0B RS-232. 1 Port (DS0A) or 5-Port (DS0B)I/F | Used | Transport | 1
Coastcom | 30358-106 | DIMUX DSUDP | Used | Transport | 37
Coastcom | 30358-107 | DIMUX DSUDP | Used | Transport | 16
Coastcom | 30358-108 | DIMUX OCUDP All Rate Office Channel Unit DP | Used | Transport | 18
Coastcom | 30360-101 | DIMUX SDM Connector Shelf 5x RS-232 | Used | Transport | 19
Coastcom | 30360-102 | DIMUX SDM Connector Shelf 10x RS-232 | Used | Transport | 15
Coastcom | 30360-109 | DIMUX P-SDM Connector Shelf 5x RS-232 | Used | Transport | 38
Coastcom | 30361-101 | ISDN T-BRITE Assembly | Used | Transport | 4
Coastcom | 30451-902 | DIMUX DSDCU (Dual Synchronous Data Channel Unit) Same as 30451-101A except without delay and loopbacks | Used | Transport | 31
Coastcom | 33242-104 | DIMUX Dual 2-Wire FXS, 48VDC | Used | Transport | 287
Coastcom | 33242-105 | DIMUX Dual 2-Wire FXO, 48VDC | Used | Transport | 42
Coastcom | 33242-124 | DIMUX 2 Wire FXS -24v | Used | Transport | 13
Coastcom | 33243-104 | DIMUX Dual Channel 2W MXS Card (for Nortel Meridian PBX) | Used | Transport | 65
Coastcom | 33243-105 | DIMUX Dual Channel 2W MXO Card (for Nortel Meridian PBX) | Used | Transport | 62
Coastcom | 33245-101 | DIMUX Dual 4-Wire Transmission Only TO | Used | Transport | 126
Coastcom | 33245-103 | DIMUX III 4W E&M | Used | Transport | 157
Coastcom | 33245-104 | DIMUXDual 4-wire E&M/PLR/Tandem Signaling/VGD | Used | Transport | 37
Coastcom | 33245-113 | DIMUX Dual Port 4-wire E&M/Tandem | Used | Transport | 14
Coastcom | 33245-123 | DIMUX Delux 4-wire E&M Card | Used | Transport | 17
Coastcom | 33442-104 | DIMUX 2 Wire FXS Card | Used | Transport | 9
Coastcom | 38112-002 | DXC II CROSS Connect Interface | Used | Transport | 2
Coastcom | 40305-103 | DIMUX Multiplexer Controller Unit (MCU) | Used | Transport | 1
Coastcom | 40305-104 | DIMUX AMCU (Advanced Multiplexer Controller Unit) (SNMP) Consists of 47305-101 SNMP & 40305-103 MCU | Used | Transport | 21
Coastcom | 91319-308 | DIMUX III 8-slot Shelf / Chassis with Channel Jumpers on Backplane | Used | Transport | 26
Coastcom | 91319-608 | DIMUX III 8 Slot Shelf / Chassis without Channel Jumpers on Backplane | Used | Transport | 10
Coastcom | 91419-312 | DIMUX III 12 Slot Chassis | Used | Transport | 16
Coastcom | 91619-324 | DIMUX 24 Slot Chassis | Used | Transport | 40
Coastcom | 91620-312 | DIMUX 12 Slot Chassis | Used | Transport | 2
Coastcom/ Tempest | 30011-112/T | DIMUX ADCU Async 0-19.2 kbps / RS-232 | New | Transport | 15
Coastcom/ Tempest | 30307-103/T | DIMUX Upper Strobe Unit (USTB/5) | New | Transport | 6
Coastcom/ Tempest | 30339-101/T | DIMUX Blank Panel for Channel slots | New | Transport | 58
Coastcom/ Tempest | 30350-101/T | DIMUX Remote LAN Bridge RLB 2 Port 10Base-T Ethernet Bridge | New | Transport | 2
Coastcom/ Tempest | 30451-902/T | DIMUX DSDCU (Dual Synchronous Data Channel Unit) Same as 30451-101A except without delay and loopbacks | New | Transport | 1
Coastcom/ Tempest | 33242-124/T | DIMUX 2 Wire FXS 24VDC | New | Transport | 22
Coastcom/ Tempest | 30451-902/T | DIMUX DSDCU (Dual Synchronous Data Channel Unit) Same as 30451-101A except without delay and loopbacks | Un-Used | Transport | 20
Corning | C85P19L70A17-A-TC | Module: MA2000QSX quad-service CELL/PCS, 700 MHz LTE and AWS in a TC enclosure. | Used | Transport | 2
Corning | OCH-GX-4-XR | Opticalcentralhubforsisos | Used | Transport | 2
Digi International | WR31-L52A-DE1-TB | Digi Transport WR31 - Cellular (4G LTE Multi-Carrier Software Defined, North America), Ethernet (2 Ports), Serial (1 RS-232/422/485 Port), I/O (2 Digital, 1 Analog), Class 1 Division 2 (C1D2) (Antennas & Power Supply not included) | New | Transport | 1
Eastern Research | ESA-006-02014 | DNX-11 Manager Interface | Used | Transport | 1
Eastern Research | ESA-006-02350 | DNX-11 System Manager | Used | Transport | 2
Eastern Research | ESA-006-15004 | DNX-11 Quad T-1 Interface (rear) | Used | Transport | 2
Eastern Research | ESA-006-15104 | DNX-11 Quad DS-1 Module | Used | Transport | 2
Eastern Research | ESA-006-20008 | DNX-11 Octal E1/T1 Interface | Used | Transport | 1
Eastern Research | ESA-006-45301 | DNX-11 Hybrid DS-3 Module | Used | Transport | 1
Eastern Research | MKT-006-00110 | DNX-11 System Chassis 10.5” 6RU 19” Rack which supports two power supply modules (optional redundancy), two system management controllers (optional redundancy) and associated interface module plus slots for up to 11 application (front) and interface (rear) module sets. | Used | Transport | 4
Eastern Research | MKT-006-02016 | DNX-11 SMCII Interface Rear | Used | Transport | 1
Eastern Research | MKT-006-02353 | DNX-11 SMCII Controller Module Front | Used | Transport | 6
Eastern Research | MKT-006-04215 | DNX-11 XLC Expansion Link Controller Module Front | Used | Transport | 1
Eastern Research | MKT-006-05200 | DNX-11 PSX Chassis | Used | Transport | 1
Eastern Research | MKT-006-12458 | DNX-11 Octal Voice Module | Used | Transport | 23
Eastern Research | MKT-006-20008 | DNX-11 Octal E1/T1 Rear Interface | Used | Transport | 2
Eastern Research | MKT-006-45001-4 | Single T3 Interface Module | Used | Transport | 3
Eastern Research | MKT-006-45311 | DS3 Interface Card | Used | Transport | 4
Eastern Research | SKU-006-45001 | DNX-11 DS-3 Interface | Used | Transport | 4
Eastern Research | SKU-006-45101 | DNX-11 DS-3 Module | Used | Transport | 3
Eastern Research | SKU-006-45311 | DNX-11 Hybrid DS-3 Interface Module (rear) | Used | Transport | 1
Efratom | 105448-001 | BFO Module | Used | Transport | 2
Elgin/Warren | 15704-001 | 10W 20Hz Switchmode Ringing Generator | Used | Transport | 8
Ericsson | ROA1283409/1 | Module: GIG ETHNT PRNCD | Used | Transport | 1
Fujitsu | FC9511FAN2-02 | FLASH-192 FAN | Used | Transport | 6
Fujitsu | FC9520AF21-03 | FLASHWAVE 4300 ATM Switch FabricÿCard | Used | Transport | 1
Fujitsu | FC9520AHB1-05 | FLASHWAVE 4300 Switching Unit HSA6-AHB1ÿ | Used | Transport | 1
Fujitsu | FC9520AHB1-06 | FLASHWAVE 4300 Switching Unit HSA6-AHB1ÿ | Used | Transport | 2
Fujitsu | FC9520AP21-03 | FLASHWAVE 4300 ATM Processor Unit | Used | Transport | 2
Fujitsu | FC9520C2B1-04 | FLASHWAVE 4300 OC12, SR 1310nm, SC, Interface Unit IFA6-C2B1 | Used | Transport | 8
Fujitsu | FC9520C3B1-03 | FLASHWAVE 4300 OC-3, SR 1310nm, SC, Interface Unit IFA6-C3B1 | Used | Transport | 1
Fujitsu | FC9520C3B1-04 | FLASHWAVE 4300 OC-3, SR 1310nm, SC, Interface Unit IFA6-C3B1 | Used | Transport | 1
Fujitsu | FC9520C3B3-01 | FLASHWAVE 4300 OC-3, SR 1310nm, LC, Interface Unit IFA6-C3B1 | Used | Transport | 6
Fujitsu | FC9520C3B3-02 | FLASHWAVE 4300 OC-3, SR 1310nm, LC, Interface Unit IFA6-C3B1 | Used | Transport | 4
Fujitsu | FC9520C3E3-I03:I04 | FLM-600 OC-3 Interface Unit | Used | Transport | 2
Fujitsu | FC9520C8G1-01 | FLASHWAVE 4300 OC-48, SR, Interface Unit | Used | Transport | 2
Fujitsu | FC9520CPU1-07 | FLASHWAVE 4300 Main Shelf Processor MPA6-CPU1 | Used | Transport | 1
Fujitsu | FC9520CPU1-11 | FLASHWAVE 4300 Main Shelf Processor MPA6-CPU1 | Used | Transport | 1
Fujitsu | FC9520CPU1-12 | FLASHWAVE 4300 Main Shelf Processor MPA6-CPU1 | Used | Transport | 1
Fujitsu | FC9520D3U1-05 | FLASHWAVE 4300 DS3/EC1 Interface Card IFA6-D3U1 | Used | Transport | 4
Fujitsu | FC9520D3U1-07 | FLASHWAVE 4300 DS3/EC1 Interface Card IFA6-D3U1 | Used | Transport | 2
Fujitsu | FC9520FAN2-01 | FLASHWAVE 4300 FAN | Used | Transport | 6
Fujitsu | FC9520FP11 | FLASHWAVE 4300 FILLER PANEL | Used | Transport | 4
Fujitsu | FC9520FP11-02 | FLASHWAVE 4300 FILLER PANEL | Used | Transport | 4
Fujitsu | FC9520FP21-01 | FLASHWAVE 4300 FILLER PANEL | Used | Transport | 2
Fujitsu | FC9520FP21-02 | FLASHWAVE 4300 FILLER PANEL | Used | Transport | 8
Fujitsu | FC9520MEM1-09 | FLASHWAVE 4300 DCC Processor Unit, DCA6-MEM1 | Used | Transport | 1
Fujitsu | FC9520MEM1-12 | FLASHWAVE 4300 DCC Processor Unit, DCA6-MEM1 | Used | Transport | 2
Fujitsu | FC9520SF21-01 | FLASHWAVE 4300 Enhanced Switch Fabric SFA6-SF21ÿ | Used | Transport | 6
Fujitsu | FC9520ST31-08 | FLASHWAVE 4300 Sync Card, TCA6-ST31 | Used | Transport | 1
Fujitsu | FC9520TMX1-01 | FLASHWAVE 4300 TRMXR DS1/3, IFA6-TMX1 | Used | Transport | 4
Fujitsu | FC9520VF12-01 | FLASHWAVE 4300 Enhanced Switch Fabric Card, VFA6-VF12 | Used | Transport | 6
Fujitsu | FC9580C8B1-02 | FLASHWAVE 4500 OC-48, Interface Card CARD IFA2-C8B1 | Used | Transport | 2
Fujitsu | FC9580CPU1-02 | FLASHWAVE 4500 Main Shelf Processor MPA2-CPU1 | Used | Transport | 1
Fujitsu | FC9580CPU2-04 | FLASHWAVE 4500 Enhanced Main Shelf Processor MPA2-CPU2 | Used | Transport | 3
Fujitsu | FC9580D3S1-05 | FLASHWAVE 4500 8-PORT DS3/EC1 Interface Unit IFA2-D3S1 | Used | Transport | 7
Fujitsu | FC9580DCC1-01 | FLASHWAVE 4500 Data Communications Processor DCA2-DCC1 | Used | Transport | 1
Fujitsu | FC9580DCC2-04 | FLASHWAVE 4500 Data Communications Processor DCA2-DCC2 | Used | Transport | 3
Fujitsu | FC9580DSW1-02 | FLASHWAVE 4500 DS3/EC1 Switch Fabric Card, ISA2-DSW1 | Used | Transport | 1
Fujitsu | FC9580FAN1-01 | FLASHWAVE 4500 Fan Unit | Used | Transport | 3
Fujitsu | FC9580FAN1-04 | FLASHWAVE 4500 Fan Unit | Used | Transport | 8
Fujitsu | FC9580FP11-01 | Filler Panel | Used | Transport | 3
Fujitsu | FC9580FP11-02 | Filler Panel | Used | Transport | 1
Fujitsu | FC9580FP11-03 | FW4500 FILLER PANEL | Used | Transport | 2
Fujitsu | FC9580FP21-01 | Filler Panel | Used | Transport | 7
Fujitsu | FC9580FP21-02 | Filler Panel | Used | Transport | 11
Fujitsu | FC9580FP21-03 | Filler Panel | Used | Transport | 1
Fujitsu | FC9580HUB3 | FW4500 LDCC/SDCC HUB UNIT | Used | Transport | 1
Fujitsu | FC9580HUB3-01 | FLASHWAVE 4500 Overhead Processor HEA2-HUB3 | Used | Transport | 3
Fujitsu | FC9580L2C5-02 | FLASHWAVE 4500 OC-12 LR 1310nm Interface Card IFA2-L2C5 | Used | Transport | 4
Fujitsu | FC9580L3F5 | FLASHWAVE 4500 OC-3, Interface Card IFA2-L3F5 | Used | Transport | 1
Fujitsu | FC9580MRC1-I01 | Flashwave 4500 12Port OC-N MLTRT Interface | Used | Transport | 2
Fujitsu | FC9580SF11-03 | FLASHWAVE 4500 STS Switch Fabric SFA2-SF11 | Used | Transport | 2
Fujitsu | FC9580ST31-03 | FLASHWAVE 4500 Timing Unit, TCA2-ST31 | Used | Transport | 1
Fujitsu | FC9580ST31-10 | FLASHWAVE 4500 Timing Unit, TCA2-ST31 | Used | Transport | 1
Fujitsu | FC9580ST41-01 | FLASHWAVE 4500 Timing Unit, TCA2-ST41 | Used | Transport | 2
Fujitsu | FC9580TMX1-01 | FLASHWAVE 4500 TRMXR DS1/3, IFA2-TMX1 | Used | Transport | 5
Fujitsu | FC9580VF11-I04 | Flashwave 4500 VT Switch Fabric | Used | Transport | 14
Fujitsu | FC9607AWA1-02 | FLM-2400 Alarm and Orderwire Unit AW2H-A1 | Used | Transport | 2
Fujitsu | FC9607HMC1-02 | FLM-2400 High Speed Muldem, HM2H-C1 | Used | Transport | 2
Fujitsu | FC9607HMC1-03 | FLM-2400 High Speed Muldem, HM2H-C1 | Used | Transport | 2
Fujitsu | FC9607HRL6-06 | FLM-2400 High Speed Receive Unit, HR2H-L1BC | Used | Transport | 1
Fujitsu | FC9607HSU1-01 | FLM-2400 High Speed Switch Unit | Used | Transport | 2
Fujitsu | FC9607HTL5:I12 | FLM-2400 HS XMT LG RCH | Used | Transport | 3
Fujitsu | FC9607HTL6-08 | FLM-2400 HS OC-48 SC, LR, Transmitter, 1310nm, HT2H-L1BC | Used | Transport | 1
Fujitsu | FC9607HTL6-12 | FLM-2400 HS OC-48 SC, LR, Transmitter, 1310nm, HT2H-L1BC | Used | Transport | 1
Fujitsu | FC9607HTL6-13 | FLM-2400 HS OC-48 SC, LR, Transmitter, 1310nm, HT2H-L1BC | Used | Transport | 2
Fujitsu | FC9607MPD1-05 | FLM-2400 HS SWDL Processor MP2H-DL | Used | Transport | 1
Fujitsu | FC9607MPD1-06 | FLM-2400 HS SWDL Processor MP2H-DL | Used | Transport | 1
Fujitsu | FC9607PWH1-02 | FLM-2400 HS Power Unit, PW2H-HSÿ | Used | Transport | 2
Fujitsu | FC9607SVD1-07 | FLM-2400 HS Supervisory, SV2H-DL | Used | Transport | 2
Fujitsu | FC9608HCM1-04 | FLM-2400 HS Modem, HC2T-MDL | Used | Transport | 8
Fujitsu | FC9608HSD3 | FLM-2400 HS DS3 Switch Unit, HS2T-D3 | Used | Transport | 2
Fujitsu | FC9608MD33-02 | FLM-2400 MS DS3 Interface Unit, MC6A-D3E2 | Used | Transport | 20
Fujitsu | FC9608MPD2-05 | FLM-2400 HD Processor MP2T-DL | Used | Transport | 2
Fujitsu | FC9608MSD3-01 | FLM-2400 MS DS3 Switch Unit, MS2T-D31 | Used | Transport | 6
Fujitsu | FC9608PW11-02 | FLM-2400 Trib Power Unit, PW1A-TRIBÿ | Used | Transport | 1
Fujitsu | FC9608PW11-03 | FLM-2400 Trib Power Unit, PW1A-TRIBÿ | Used | Transport | 3
Fujitsu | FC9612AWB1-02 | FLM-150 Alarm Orderwire Basic Unit Circuit Board, AW1A-BSC | Used | Transport | 6
Fujitsu | FC9612ECD2-02 | FLM-150 Embedded Operations Channel Processor, EC1A-DL2 | Used | Transport | 1
Fujitsu | FC9612ECD2-03 | FLM-150 Embedded Operations Channel Processor, EC1A-DL2 | Used | Transport | 1
Fujitsu | FC9612HCS1-03 | FLM-150 High Speed Channel Unit, HC1A-3SC1 | Used | Transport | 2
Fujitsu | FC9612HST1-04 | FLM-150 OC3 High Speed Channel Unit, HC1A-STS1 | Used | Transport | 10
Fujitsu | FC9612LC61-03 | FLM-150 Low Speed Channel Unit, LC1A-F6C1 | Used | Transport | 11
Fujitsu | FC9612LD11-04 | FLM-150 Low Speed Channel Unit, LC1A-D1 | Used | Transport | 2
Fujitsu | FC9612LD11-05 | FLM-150 Low Speed Channel Unit, LC1A-D1 | Used | Transport | 1
Fujitsu | FC9612LD11-07 | FLM-150 Low Speed Channel Unit, LC1A-D1 | Used | Transport | 97
Fujitsu | FC9612LDE2-04 | FLM-150 Enhanced Low Speed Channel Unit, LC1A-D1E2 | Used | Transport | 1
Fujitsu | FC9612LSD1-03 | FLM-150 Low Speed Switch, LS1A-D1 | Used | Transport | 2
Fujitsu | FC9612LSD1-04 | FLM-150 Low Speed Switch, LS1A-D1 | Used | Transport | 14
Fujitsu | FC9612MDM1-02 | FLM-150 Inter Speed Channel Card, MC1A-MDM1 | Used | Transport | 30
Fujitsu | FC9612MDM1-I02-I04 | FLM-150 INTER SPD CHAN | Used | Transport | 23
Fujitsu | FC9612MPD1-04 | FLM-150 ADL Microprocessor | Used | Transport | 8
Fujitsu | FC9612MST1-02 | FLM-150 Middle Speed Channel Card | Used | Transport | 2
Fujitsu | FC9612PW11-05 | FLM-150 POWER UNIT PW1A | Used | Transport | 4
Fujitsu | FC9612PW11-07 | FLM-150 POWER UNIT PW1A | Used | Transport | 8
Fujitsu | FC9612SAM1-03 | FLM-150 high speed Switch, HS1A-AD1 | Used | Transport | 2
Fujitsu | FC9612SVD1-03 | FLM-150 Supervisory Card X.25/TL1, SV1A-TDL1 | Used | Transport | 1
Fujitsu | FC9612SVD1-06 | FLM-150 Supervisory Card X.25/TL1, SV1A-TDL1 | Used | Transport | 4
Fujitsu | FC9612TSB1-03 | FLM-150 TIME SLOT ASSIGNMENT, TS1A | Used | Transport | 4
Fujitsu | FC9612TSE1-02 | FLM-150 PLUS TIMING SL , TS1A-ENH | Used | Transport | 2
Fujitsu | FC9612TSE2-03 | FLM-150 ADM Timing SLT, TS1A-ENH2 | Used | Transport | 6
Fujitsu | FC9616AWB1-02 | FLM-600 Alarm/Orderwire Unit, AW6A-BSC | Used | Transport | 2
Fujitsu | FC9616AWE1-01 | FLM-600 Alarm/Orderwire Unit, AW6A-ENH | Used | Transport | 2
Fujitsu | FC9616AWE1-02 | FLM-600 Alarm/Orderwire Unit, AW6A-ENH | Used | Transport | 2
Fujitsu | FC9616ECD1-03 | FLM-600 Embedded Operation Channel Processor, EC6A-DL1 | Used | Transport | 5
Fujitsu | FC9616MDA1-01 | FLM-600 Middle Speed DS3 Channel Unit | Used | Transport | 2
Fujitsu | FC9616MPG2-05 | FLM-2400 Microprocessor TL1 Cardÿ | Used | Transport | 4
Fujitsu | FC9616MS62-02 | FLM-600 MS Optical Switch Card, MS6A-OPT | Used | Transport | 7
Fujitsu | FC9616MS62-03 | FLM-600 MS Optical Switch Card, MS6A-OPT | Used | Transport | 1
Fujitsu | FC9616PW61-03 | FLM-600 Power Card | Used | Transport | 1
Fujitsu | FC9616PW61-04 | FLM-600 Power Card | Used | Transport | 11
Fujitsu | FC9616SAM2-03 | FLM-600 HS Switch 2, HS6A-AD2 | Used | Transport | 10
Fujitsu | FC9616SRC1-02 | FLM-600 OC-3, SR, ADM Module, MC6A-31CS | Used | Transport | 1
Fujitsu | FC9616SRC1-03 | FLM-600 OC-3, SR, ADM Module, MC6A-31CS | Used | Transport | 6
Fujitsu | FC9616SRC1-04 | FLM-600 OC-3, SR, ADM Module, MC6A-31CS | Used | Transport | 7
Fujitsu | FC9616SRC1-05 | FLM-600 OC-3, SR, ADM Module, MC6A-31CS | Used | Transport | 2
Fujitsu | FC9616ST15-01 | FLM-600 Middle Speed Interface Unit , MC6A-ST1P | Used | Transport | 2
Fujitsu | FC9616SVD1-07 | FLM-600 X.25/TL1 INTERFACE SV6A-TDL | Used | Transport | 3
Fujitsu | FC9616TCA1-01 | FLM-600 Timing Control Module | Used | Transport | 4
Fujitsu | FC9616TCA1-02 | FLM-600 Timing Control Module | Used | Transport | 2
Fujitsu | FC9616TCE1 | FLM-150 Timing Control Module | Used | Transport | 14
Fujitsu | FC9681C2C1-I05:I09 | FLASHWAVE 4100 FW4100 OC-12 LN UNIT | Used | Transport | 1
Fujitsu | FC9681C3A1-03 | FLASHWAVE 4100 OC-3 Line Unit, LUA1-C3A1 | Used | Transport | 7
Fujitsu | FC9681C3B1-03 | FLASHWAVE 4100 OC-3 Line Unit, IR, SC, LUA1-C3B1 | Used | Transport | 8
Fujitsu | FC9681C3B1-04 | FLASHWAVE 4100 OC-3 Line Unit, IR, SC, LUA1-C3B1 | Used | Transport | 1
Fujitsu | FC9681C3B1-08 | FLASHWAVE 4100 OC-3 Line Unit, IR, SC, LUA1-C3B1 | Used | Transport | 1
Fujitsu | FC9681CPU2 | Card: FW4100 MGMT/CONT ENHNC | Used | Transport | 11
Fujitsu | FC9681CPU2-02 | FLASHWAVE 4100 ManagementT/Control Enhanced Module | Used | Transport | 1
Fujitsu | FC9681CPU2-03 | FLASHWAVE 4100 ManagementT/Control Enhanced Module | Used | Transport | 4
Fujitsu | FC9681CPU2-08 | FLASHWAVE 4100 ManagementT/Control Enhanced Module | Used | Transport | 1
Fujitsu | FC9681CPU2-09 | FLASHWAVE 4100 ManagementT/Control Enhanced Module | Used | Transport | 7
Fujitsu | FC9681CPU2-I09 | Flashwave 4100 MGMT/CONT ENHNC | Used | Transport | 3
Fujitsu | FC9681D1V1 | 150ADX VT-MAP SER UN | Used | Transport | 31
Fujitsu | FC9681D1V1-02 | 150ADX VT-MAP SER UN | Used | Transport | 96
Fujitsu | FC9681D1V1-05 | 150ADX VT-MAP SER UN | Used | Transport | 12
Fujitsu | FC9681D1V1-I05 | Flashwave 4100˜VT-MAPPER Service Unit | Used | Transport | 13
Fujitsu | FC9681FIL3 | Flashwave 4100 Blank Fiber Clip | Used | Transport | 6
Fujitsu | FC9681L2X3 | Flashwave 4100 LUA1-L2X3 OC-12 SFP-Base Enhanced Line Unit | Used | Transport | 27
Fujitsu | FC9681L2X3-01 | FLASHWAVE 4100 Enhanced OC-12 Line Unit, LUA1-L2X3 | Used | Transport | 8
Fujitsu | FC9681L2X3-I01 | Flashwave 4100 LUA1-L2X3 OC-12 SFP-Base Enhanced Line Unit | Used | Transport | 5
Fujitsu | FC9681L3X1-I01 | Flashwave 4100 LUA1-L3X1 | Used | Transport | 1
Fujitsu | FC9681LSB1-I06 | Flashwave 4100 STM OC3 Service Unit | Used | Transport | 7
Fujitsu | FC9681LSX5 | OC-3 4 Port STM SU (LC-SFP-SR, LR-1, LR-2) | Used | Transport | 13
Fujitsu | FC9681LSX5-01 | FLASHWAVE 4100 4-PORT OC-3 Line Card Enhanced, IFA1-LSX5 | Used | Transport | 6
Fujitsu | FC9681LSX5-03 | FLASHWAVE 4100 4-PORT OC-3 Line Card Enhanced, IFA1-LSX5 | Used | Transport | 2
Fujitsu | FC9681SFL1-105 | Flashwave 4100 15 Slot Large Chassis | Used | Transport | 2
Fujitsu | FC9681SFL1-I04 | Flashwave 4100˜LARGE Chassis | Used | Transport | 6
Fujitsu | FC9681STE1-04 | FLASHWAVE 4100 4-PORT 10/100 BASE-T Ethernet Unit, IFA1-STE1 | Used | Transport | 4
Fujitsu | FC9684NSA1-I04 | NEMI CONTR FLASHWAVE 7420 | Used | Transport | 1
General Electric | 035-86430-95 | JMUX CBW/SPE Cable (20 in), Twisted Pair w/OC-48 | Used | Transport | 45
General Electric | 035-86430-96 | JMUX CBW/SPE Cable, (46"), Twisted Pair w/OC-12 | Used | Transport | 28
General Electric | 86433-03 | Junglemux OC-1 | Used | Transport | 9
General Electric | 86434-02 | JMUX Service Unit | Used | Transport | 19
General Electric | B86434-02 | JMUX Service Unit | Used | Transport | 18
Granger | 065-2795-01 | DTL-7300, MX Channel Modem | Used | Transport | 4
Haliplex | HPX-BLK-1 | HPX-1600 Blanking Plate - Single Space | New | Transport | 21
Haliplex | HPX-IM-1620-T1 | HPX-1600 Dual port T1 | New | Transport | 16
Haliplex | HPX-1600-MAP-DS3E3 | HPX-1600 3 Port DS3/E3 Mapper, Maximum 1Per Base Unit | Used | Transport | 7
Haliplex | HPX-IM-1620-T1 | HPX-1600 Dual port T1 | Used | Transport | 36
Haliplex | HPX-IM-1670 | Module: Single port auto-sensing 10/100 Base-T Ethernet (n x ) | Used | Transport | 1
Haliplex | HPX-IM-1690-SM-LC-13 | HPX-1600 Optical Interface Module 155Mbp/s LVSF, 19dB, Single Mode, LC Connectors, 1310nm | Used | Transport | 4
Harris | 102-115232-003 | Constellation Multiplier Filter (8,400 MHz)TX/RX Frequency 6100 < 6200 MHz/10600 < 10700 MHz | Used | Transport | 2
Harris Broadcast | ACS-163-GRY | Intraplex ACS 160 Series t1 Multiplexer; Standard 3RU Shelf; Chassis ONLY | Used | Transport | 19
Harris Broadcast | IX-CM-3A | Intraplex T1 Interface Common Module | Used | Transport | 12
Harris Broadcast | IX-CM-5 | Intraplex T1 Interface Common Module | Used | Transport | 37
Harris Broadcast | IX-DA-191A | Intraplex Four-Port Asynchronous Data Module | Used | Transport | 25
Harris Broadcast | IX-MA-210 | Intraplex T1 Interface Common Module | Used | Transport | 33
Harris Broadcast | IX-MA-251A | Intraplex CM-95 Adapter Module | Used | Transport | 3
Harris Broadcast | IX-MA301 | 11 Mbps Wireless PCI Adapter | Used | Transport | 2
Harris Broadcast | IX-MA-303 | Intraplex Two-Channel Voice, RJ-11 | Used | Transport | 7
Harris Broadcast | IX-MA-304 | Intraplex 2 wire FXS Module | Used | Transport | 10
Harris Broadcast | IX-MA-418 | Four-port RS-449 Interface | Used | Transport | 14
Harris Broadcast | IX-MUX3 | Intraplex Access Server Multiplexer Chassis | Used | Transport | 31
Harris Broadcast | IX-PSY130AC | Universal 130W AC Power Supply (Black Connector) | Used | Transport | 42
Harris Broadcast | IX-PSY5048 | Intraplex ACS & DCS Power Supply 50W 48VDC (White Connector) | Used | Transport | 2
Harris Broadcast | IX-TM-5 | Intraplex Timing Module | Used | Transport | 2
Harris Broadcast | IX-VF-15 | Intraplex Dual-Channel two-wire FXO Voice (Uses MA-303) | Used | Transport | 6
Harris Broadcast | IX-VF-16 | Intraplex Dual-Channel two-wire FXS Voice (Uses MA-303) | Used | Transport | 9
Harris Broadcast | IX-VF-25 | Intraplex VF-25 Four Port PCM E&M Module, Front | Used | Transport | 50
HP | A9896-69001 | Hard Drive 36GB 15K RPM Ultra320 SCSI | Used | Transport | 2
Kentrox | 72656 | DSU/CSU, ENM DataSmart 656 w/Ethernet Data Port/Serial Cables | Used | Transport | 8
Kentrox | 77537 | M-PATH T1 CSU | Used | Transport | 1
Kentrox | 78070 | Slot Universal Shelf CSU, DC | Used | Transport | 1
Larus | 54560 | Alarm Interface Card | Used | Transport | 1
Larus | 5702-1A | DS1 APS (Automatice Protection Switch) Circuit Pack, Switch on Facility AIS. The 5702-1A Unit does not Switch on AIS received on the Facility (Network) side, while the 5702-1B Unit does | Used | Transport | 15
Larus | 5702-1B | DS1 APS (Automatice Protection Switch) Circuit Pack, Switch on Facility AIS | Used | Transport | 51
Larus | 5702-3A | APS CO Terminal, 19/23-in Shelf, 6 DS1s (Shelf only) | Used | Transport | 3
LGC Wireless | FWP-B8101000MOD | Remote Unit 40W RF MOD, CELL 850 WB ND | Used | Transport | 1
Loop | V4200-Q4EM | V4200 Quad E&M Module | Used | Transport | 11
Lucent | 22F2-U | DDM-2000 OPT LN INTFC | Used | Transport | 16
Lucent | 26G2-U | DDM2000 Line Interface Card | Used | Transport | 1
Lucent | 44WWHIOUB | MODULE:1BTS HYBIRD SEC PROTN | Used | Transport | 1
Lucent | 89-0413-B/C/D | Module: VSM-3 Server Module 89-0413B/890413C/89-0413D 300789914/109615903/301011607 | Used | Transport | 1
Lucent | BBF1B | DDM2000 Quad DS1, 4DS1 Low Speed Interface | Used | Transport | 2
Lucent | BBG2 | DDM2000 MXTVO Card | Used | Transport | 24
Lucent | BBG5-S2:3 | DDM2000 Circuit Pack | Used | Transport | 8
Lucent | BCP4 | DDM2000 OC-12 OHCTL | Used | Transport | 7
Lucent | MC2P002B4 | PACK MICCD CKT | Used | Transport | 1
Lucent | OMX10G10 | 10GB Ethernet XFP CKT Module | Used | Transport | 3
NEC | X5243A | BFU Card | Used | Transport | 8
NetGuardian | 832A | Alarm Manager: Remote Alarm Manager, altrenate model, DPS T | Used | Transport | 4
Newbridge | 90-9524-02 | 3600 Power Supply 48/60VDC | Used | Transport | 5
Nokia | 472807A | FOSL SFP Flexi Optical SFP 1310nm 3Gb 2km SM transceiver | Used | Transport | 1
Nortel | DS1404024-E5 | 8632TXE 32 Port Ethernet | Used | Transport | 1
Nortel | NT0H19FB | OTR B6 CH2 CARD | Used | Transport | 3
Nortel | NT7E02PB | OC-12/STM4 IR 1310 INTERFACE | Used | Transport | 20
Nortel | NT7H31BL | FMT-150B (MUX/OPTIC) SHELF | Used | Transport | 4
Nortel | NT7H69BD | FMT-150 -48VDC Power Unit | Used | Transport | 1
Nortel | NT7H75BB | FMT-150 Service Channel Unit | Used | Transport | 4
Nortel | NT7H75XB | FMT-150 Service Channel Unit | Used | Transport | 4
Nortel | NT7H80PA | FMT-150 SM Transmit/Receive | Used | Transport | 4
Nortel | NT7H80XE | FMT-150 SM Transmit/Receive | Used | Transport | 2
Nortel | NT7H85CA | FMT-150 DS3 Translator | Used | Transport | 4
Nortel | NT7H85XA | FMT-150 DS3 Translator | Used | Transport | 4
Nortel | NT7H90FA | FMT-150 MAINTENANCE Controller Unit | Used | Transport | 1
Nortel | NT7H90XE | FMT-150 Maintenance Controller Unit | Used | Transport | 3
Nortel | NT7H90XF | FMT-150 Maintenance Controller Unit | Used | Transport | 4
Nortel | NTBP10AA | PASSPORT TERMINATOR MOD | Used | Transport | 2
Nortel | NTCA30CK | OC-48 Tributary TX/RX Short Reach 1310NM UNIV | Used | Transport | 5
Nortel | NTCA90EA | Optera DX OPTA DX DL GB Transceiver | Used | Transport | 7
Nortel | NTCC99AC | Optical SC Connector Kit (Single) | Used | Transport | 1
Nortel | NTHR15BA | Passport 15K Power Interface Module | Used | Transport | 3
Nortel | NTHR52AB | MSS15000 Upper Cooling Unit | Used | Transport | 2
Nortel | NTHW05AG | 4-Port OC3 c/STM-1 ATM Function Processor - 4 x OC-3c/STM | Used | Transport | 6
Nortel | NTHW06EA | MODULE: PASSPORT 15000 CONTROL PROCESSOR CP3 | Used | Transport | 1
Nortel | NTHW25AG | Voice Services Processor | Used | Transport | 1
Nortel | NTHW26AG | 2pVSP4E 5/6 RoHS Compliant | Used | Transport | 1
Nortel | NTHW31AC | Passport 15K Function Processor Module | Used | Transport | 1
Nortel | NTHW48AG | Processor: S48 - CONT PROCR CP | Used | Transport | 1
Nortel | NTHW49AG | Card: 4-PORT GBE FP | Used | Transport | 2
Nortel | NTHW77AA | Module: 15KVSP3o (Voice Services Processor with Optical Ports) | Used | Transport | 2
Nortel | NTK544NA | DS3/EC1 MAPR 24PT CP | Used | Transport | 1
Nortel | NTLX56AA | Fan Unit Assembly | Used | Transport | 47
Nortel | NTLX61AA | DMS-100 SHLF INTFC MOD | Used | Transport | 75
Nortel | NTLX65BA | DIGL SIG PROC RSCE Module | Used | Transport | 37
Nortel | NTLX71AA | OC-3 RSCE Module | Used | Transport | 19
Nortel | NTN421BA | Optera Enhanced Shelf Processor | Used | Transport | 2
Nortel | NTN430AA | Optera Metro 3000 DS1/VT Mapper | Used | Transport | 11
Nortel | NTPB05AG | Card: DSSP Card | Used | Transport | 1
Nortel | NTPB18AA | Card: Nortel Passport Card | Used | Transport | 2
Nortel | NTST07AB | TM-OC3C Transition Module | Used | Transport | 2
Nortel | NTST09AC-S3:6 | BB-STP PSE TRNSN MOD | Used | Transport | 34
PECO II | 6200660P | Card: HS/LS Power Card, Includes Daughter card p/n 6200659P | Used | Transport | 1
PECO II | 6200665P | Alarm Board | Used | Transport | 4
Premisys | 801070 | IMACS WAN Dual T1/E1, Stainless Steel Faceplate | New | Transport | 7
Premisys | 892660 | IMACS800 Interface Card, 2T1 Ports, 2400bps Modem, 32K NVRAM | Un-Used | Transport | 3
Premisys | 8901 | IMACS Power Supply 120/240VAC 55W | Used | Transport | 1
Premisys | 8905 | IMACS Power Supply, 120/240 VAC | Used | Transport | 1
Premisys | 800060 | IMACS Single T1 E1 WAN | Used | Transport | 5
Premisys | 801060 | IMACS Dual Port E1/T1 WAN Card (should include (2) 81130 cards) | Used | Transport | 59
Premisys | 801065 | IMACS WAN Card | Used | Transport | 4
Premisys | 801460 | IMACS Dual Port T1/E1 WAN Card w/ Relays | Used | Transport | 1
Premisys | 820260 | IMACS 2PR HSU Card | Used | Transport | 10
Premisys | 821260 | IMACS High Speed Unit HSU 2Port ITU V.35 | Used | Transport | 10
Premisys | 822060 | 10-PORT SRU 232-10 (SRU=SUBRATE DATA) Card | Used | Transport | 2
Premisys | 822061 | IMACS 10-PORT SRU 232-10 Data Card | Used | Transport | 11
Premisys | 822560 | IMACS 4-PORT SRU | Used | Transport | 15
Premisys | 880060 | IMACS 2-Port Bus Connect CPU Card | Used | Transport | 6
Premisys | 880460 | IMACS 4-Port Enhanced Bus Connect CPU Card | Used | Transport | 14
Premisys | 881160 | IMACS ADVD COMM SRVR Card | Used | Transport | 2
Premisys | 892060 | IMACS Interface Card, 8T1/8E1 2400bps Modem, 32K NVRAM, Stainless Steel Faceplate | Used | Transport | 22
Premisys | 892260 | IMACS 8 T1/E1 Interface | Used | Transport | 3
Premisys | 892660 | IMACS Dual T1 Interface Card | Used | Transport | 5
Premisys | 880160-REV-D2 | IMACS 256K EPROM 8-PORT CROSS-Connect(XCON) CPU Card | Used | Transport | 2
Premisys | IMACS-600-CFG01 | IMACS 600 Channel Bank, Configuration to include: Qty (1) 891630, Qty (1) 880060, Qty (1) 811960, Qty (1) 822060, Qty (1) 820260, Qty (5) 200103 | Used | Transport | 5
Pulsecomm | 9961-1428L2 | SSC-5B1L2 SPS ST Card | Used | Transport | 1
RAD Data | RICI-16/4T1/R | RICI -16 4T1 Redundant Power Supply ETHERNET PDH Termination Unit | Used | Transport | 1
RAD Data | RICI-16/8T1 | (PN 4980140000) RICI-16 8T1 to Ethernet Converter | Used | Transport | 1
RFL Electronics | 107460-4 | IMUX2000 Fiber Service Unit (C37.94) Multimode Converter to X.21 | Un-Used | Transport | 2
RFL Electronics | 107248 | IMUX2000 MA620 Fiber Card | Used | Transport | 9
RFL Electronics | 107405 | IMUX2000 DACS PROC FRAMER Card | Used | Transport | 1
RFL Electronics | 107435 | IMUX2000 MA250 | Used | Transport | 1
RFL Electronics | 107440 | IMUX2000 DACS Line I/O MA260 | Used | Transport | 8
RFL Electronics | 107480 | IMUX2000 MA-270R T1 Redundant DB15 I/O | Used | Transport | 1
RFL Electronics | 101970-1 | 9125A 24 DC, F1/F2 = 4A/SB | Used | Transport | 1
RFL Electronics | 103150-1 | 9125B 24 DC, F1/F2 = 3A/SB | Used | Transport | 1
RFL Electronics | 68B-FSTX-2F | 68 FSTX Card | Used | Transport | 7
RFL Electronics | 68-HPS-24DC-1 | DC/DC Converter | Used | Transport | 1
RFL Electronics | 68PS-24DC-1 | DC/DC Converter | Used | Transport | 1
RFL Electronics | 68R-2F-3F-9 | Receiver Assembly/Card | Used | Transport | 2
RFL Electronics | 68T-2F-6 | 68 card | Used | Transport | 3
RFL Electronics | 9547-14981 | IMUX2000 VF-5A Dual Channel 4 Wire E&M Module | Used | Transport | 1
RFL Electronics | 9547-14985 | IMUX2000 VF-5C Dual Channel 4 Wire E&M Module | Used | Transport | 4
RFL Electronics | 9547-15884 | IMUX2000 CM-3C | Used | Transport | 1
RFL Electronics | 9547-15886 | IMUX2000 CM4 Card | Used | Transport | 4
RFL Electronics | 9547-1629 | IMUX2000 MA210 | Used | Transport | 3
RFL Electronics | 9547-1635 | IMUX2000 MA301 4W 50 Pin Voice Interface | Used | Transport | 2
RFL Electronics | 9547-169221 | IMUX2000 2 Port RS-232 / 9 Pin DB9 MA420A | Used | Transport | 15
RFL Electronics | 9547-17074 | IMUX2000 VF16A card | Used | Transport | 3
RFL Electronics | 9547-17431 | IMUX2000 MA304 | Used | Transport | 3
RFL Electronics | 9547-18804 | IMUX2000 Power Supply Alarm I/O 48/125 VDC | Used | Transport | 7
RFL Electronics | 9547-18808 | IMUX2000 Power Supply Alarm I/O DC/AC | Used | Transport | 7
RFL Electronics | 9547-18809 | IMUX2000 Power Supply Alarm I/O Module | Used | Transport | 1
RFL Electronics | 9547-830 | IMUX2000 125 VDC Power Supply | Used | Transport | 1
RFL Electronics | 9547-920 | IMUX2000 DC Power Supply 48/125VDC | Used | Transport | 2
RFL Electronics | 9547-965 | IMUX2000 DC Power Supply 48/125VDC | Used | Transport | 1
RFL Electronics | DA291B | IMUX2000 DA291B card | Used | Transport | 15
RFL Electronics | DS562I | IMUX2000 DS562I Synchronous Data Module (P# 105778) | Used | Transport | 3
Sensoray | 617-8 | 8 Channel Video Frame Grabber I/O Capture Card + Ralays 32 Port BNC | Used | Transport | 1
Siemens | 814441-056-002-:005 | MODULE:DCO MUX-DEMUX BD MOD | Used | Transport | 5
Sorrento Networks | GMMR-2.5G | Gigamux 6400 2.5G Transponder Module | Used | Transport | 1
Symmetricom | 090-40010-01 | DCD-400 Clock input unit | Used | Transport | 1
Symmetricom | 090-40012-02-REV-A | Module: DCD TOTA Timing Module | Used | Transport | 10
Symmetricom | 090-58061-02 | PANEL: WIRE WRAP INPUT PANEL | Used | Transport | 1
Symmetricom | 090-72050-01 | CARD: TIMESOURCE 3500 ST1 CLK | Used | Transport | 1
Symmetricom | 104701-005 | MDP - Digital Plus Module for the MFTS | Used | Transport | 16
Symmetricom | 104702-001 | MBF - Buffer Amplifier Module for the MFTS | Used | Transport | 10
Symmetricom | 105520-001 | MFTS GPS | Used | Transport | 1
Symmetricom | 105558-001 | MPS-AC Power Supply Module for the MFTS | Used | Transport | 1
Symmetricom | 23478272-004-0 | MODULE: TSG STRATUM 2E RB CLK | Used | Transport | 2
Symmetricom | 23478309-000-0 | AMI Output Module (20 Outputs) | Used | Transport | 14
Symmetricom | 990-13073-070 | KIT:ANTENNA KIT | Used | Transport | 5
Symmetricom | TPS104S-30 | Power Supply: Internal AC power supply Module, Model PPS104-30, Input 100-240Vac, Output: 5VDC, -12VDC, +12VDC, 104 Watts | Used | Transport | 5
Tait | TMAB12-B100 | TM8105 25W Radio Body VHF 136-175MHz | Un-Used | Transport | 80
Telco | M6000-0403 | Access 60 5RU Chassis | New | Transport | 2
Telco | 1497589 | Access 60 Shelf | Used | Transport | 39
Telco | 1502520 | ACCESS60 T1 LIU/DSX WITH CROSS CONNNECT | Used | Transport | 92
Telco | 1533205 | Power Supply 48VDC PSU/RG WIDE PS W/RG/PSBITE | Used | Transport | 1
Telco | 2415-40 | Integrated Channel Service Unit and Line Interface Unit (CSU/LIU) | Used | Transport | 1
Telco | 2430-000 | 24FC19 Power Supply Unit (PSU) | Used | Transport | 1
Telco | 2430-02 | 24FC19 Power Supply | Used | Transport | 1
Telco | 2440-00 | 24FC19 4W E&M CHAN UN WO LPBK | Used | Transport | 2
Telco | 2440-40 | 24FC19 E&M/RM Card | Used | Transport | 2
Telco | 2443-20 | 24FC19 2W FX Station End Channel Unit | Used | Transport | 7
Telco | 2443-41 | 2W FXS/DN PLAR CH UN | Used | Transport | 1
Telco | 6073-60-2 | Access 60 6-Port Asynchronous Data Multiplexer (ADM) | Used | Transport | 36
Telco | 6097-30-3 | Power Supply Unit (PSU) without Ringing Generator | Used | Transport | 1
Telco | 820DASZ5036 | Access 60 RJ45 (male) to DB25 (male) Cable | Used | Transport | 68
Telco | 822-VF-TQ-00 | Access 60 ADM Adaptor, 50-Pin AMP (Male) to 6xRJ45 (Female) | Used | Transport | 130
Telco | M5024-00-3 | Access 60 5RU CMM Module for M6000-04-3 | Used | Transport | 31
Telco | M6013-10-3 | ACCESS 60 - T1 LIU/DSX w/CROSS Connect | Used | Transport | 45
Telco | M6024-00-3 | Access 60 CMM Module | Used | Transport | 76
Telco | M6043-60-2 | 6-Port 2-WIRE FXS | Used | Transport | 113
Telco | M6074-20-2 | 2PORT OCUDP MODULE | Used | Transport | 6
Telco | M6074-20-3 | Access 60 Dual Office Channel Unit (OCUDP) | Used | Transport | 7
Telco | M6097-10-3 | Access 60 -48V Power Supply & Ring Generator | Used | Transport | 300
Telco | M6097-10-3T | Access 60 -48V Power Supply & Ring Generator | Used | Transport | 6
Telco | R1000-DDR | Metrobility 2-Slot Platform | Used | Transport | 5
Telco | TM-100 | Metrobility Base Platform 8x100 TX, 12x100base FX | Used | Transport | 5
Telco | TM-200 | Metrobility Base Platfrom + 2x1000Base X Ports | Used | Transport | 4
Telco | TM-ACPS | Metrobility AC Power Supply | Used | Transport | 2
Telco | TMC-250-DC | T-MARC E-NET Gateway W/Fixed (4) 10/100BASE TX PORTS, DC Power | Used | Transport | 10
Telco | TMC-250-NA | T-MARC E-NET Gateway W/Fixed (4) 10/100BASE TX Ports, AC Power | Used | Transport | 10
Telco | TMC-254-DC | T-MARC Managed ENET (4) 10/100BASE TX PORTS DC Power | Used | Transport | 3
Telco | TMC-254-NA | T-MARC Managed ENET (4) 10/100BASE TX PORTS AC Power | Used | Transport | 2
Telco | TM-DCPS | Metrobility DC Power Supply | Used | Transport | 5
Telect | 010-4004-0000 | Module, DSX1, 4K,4, WW, FXC | Un-Used | Transport | 19
Telect | 020-0005-0000 | 4-Wire, 24-circuit Jackfield | Un-Used | Transport | 2
Telect | 010-4004-0000 | 4000 Series DSX-1 Module, 4-termination, Front X-connect, Red LED, 48V | Used | Transport | 14
Tellabs | 81.2551 | T1 ECHO CANCELLER | Used | Transport | 1
Tellabs | 81.5304 | 530 Alarm & Test | Used | Transport | 1
Tellabs | 82.531 | 530 DS1 / T1 Port Card | Used | Transport | 277
Tellabs | 82.533 | TCS Power Converter | Used | Transport | 3
Tellabs | 82.552 | Circuit Pack: TITAN 5500, EC1 | Used | Transport | 2
Tellabs | 82.8102 | Ring Generator 20Hz | Used | Transport | 41
Tellabs | 4420C | MODULE: 4W STATION TERMINATOR | Used | Transport | 1
Tellabs | 81.531FP2 | FEATURE PACKAGE 2 MODEM MODULE | Used | Transport | 1
Tellabs | 81.5323FP6.3 | MODULE: COMM FEAT PKG MODULE | Used | Transport | 1
Tellabs | 81.5363-REV:D | Titan 532L HSPM DS3 | Used | Transport | 13
Tellabs | 81.5363-REV-G | TITAN 532L HSPM DS3 | Used | Transport | 1
Tellabs | 81.5501A | MODULE, ENHANCED ADMIN PROCESSOR | Used | Transport | 2
Tellabs | 81.5512B-REV-I | TITAN-5500 GR Controller | Used | Transport | 117
Tellabs | 81.5517A-REV:L | DS3/DS1 Port Module W/Pm | Used | Transport | 50
Tellabs | 81.5517A-REV:M | DS3/DS1 Port Module W/Pm | Used | Transport | 8
Tellabs | 81.5517A-REV:N | TITAN 5500 DS3/DS1 Port Module W/Pm | Used | Transport | 9
Tellabs | 81.5546-REV-I | TITAN-OC TM SLT INTRCG | Used | Transport | 28
Tellabs | 81.5591-REV:F | TITAN 5500 GR CONTR MODULE | Used | Transport | 8
Tellabs | 81.5592A-REV:D | TITAN 5500 OPM3x8 | Used | Transport | 2
Tellabs | 81.5593A-FC-REV:G | Titan 5500 OC12 Port Module | Used | Transport | 1
Tellabs | 81.6400622T4-5-REVL:Q | T6400 OC-12 I/O BD | Used | Transport | 3
Tellabs | 81.6400DS3EC1-KA | DS3 I/O Board | Used | Transport | 2
Tellabs | 81.71326-1T-IR-D | Multirate Transponder Module | Used | Transport | 1
Tellabs | 81.88X0-SCC | 8860 MSR 88X0 SWITCH CONTROL CARD | Used | Transport | 20
Tellabs | 82.6400155T8-5-REVC:D | OC-3 TDM I/O Board 5500 NGX | Used | Transport | 18
Tellabs | 83-5308 | 530 Switching Network Module | Used | Transport | 4
Westronic Systems | 500-2007 | Module: TBOS PRTCL DSCRT EXPND | Used | Transport | 1
Wiltron | 9716 | MTAU Access Module | Used | Transport | 2
Xyplex | N9-000-203A | MODULE: CONC I/O MOD 20 PORT | Used | Transport | 1
Alcatel-Lucent | 155-1966-285 | Crystal - 112.5000 MHz | New |  | 3
American Products | DAS8A-4IDEN | Repairedpartdas8A-4I | Used |  | 2
Generic | HRDU_800I_850C | ALLIANCE20W800MHz(SprintOn | Used |  | 2
Generic | MCDU | BIUDistributionUnit | Used |  | 2
Generic | ROPTIC_2W_5W | OpticCardforN2ROUPS2ROUMR | Used |  | 1
Westell | CS18-115-106 | Poimodule850Mhz | Used |  | 1
Westell | CS18-115-116 | Poimodulesmr800Mhz(Duplex | Used |  | 1